## DHW real
adjusted to SPF of heat pump |  |  | 8 | 11 | Final Table |  |  |  | Conventional building
factor | 3.5 |  | 11.8 | 23 |  | SFH | MFH unit |  | SFB | MFB
|  |  | 23.8 |  | January | 51.9048 | 270 | january | 181.6667 | 945
|  |  | 15.2 |  | February | 51.9048 | 270 | february | 181.6667 | 945
|  | average [kWh/(m2*year)] | 14.7 | 17 | March | 51.9048 | 270 | march | 181.6667 | 945
[5 empty] | April | 51.9048 | 270 | april | 181.6667 | 945
|  |  | 10.878 | 12.58 | May | 51.9048 | 270 | may | 181.6667 | 945
[5 empty] | June | 51.9048 | 270 | june | 181.6667 | 945
[5 empty] | July | 51.9048 | 270 | july | 181.6667 | 945
[5 empty] | August | 51.9048 | 270 | august | 181.6667 | 945
|  |  | SFB | MFB | September | 51.9048 | 270 | september | 181.6667 | 945
|  |  | 10.9 | 12.6 | October | 51.9048 | 270 | october | 181.6667 | 945
|  |  | 200 | 900 | November | 51.9048 | 270 | november | 181.6667 | 945
|  |  | 2180 | 11340 | December | 51.9048 | 270 | december | 181.6667 | 945
|  |  | 181.6667 | 945 | Total | 622.8571 | 3240 | sum | 2180 | 11340

## space heat
16 | 22.5 |  |  |  |  | heat pump SPF | heat pump SPF of retrofitted houses |  |  |  | factor: | 100
0.53 | 0.56 |  |  |  |  | 4.818 | 4.3844
7.52 | 9.9
|  |  | 1504 | 1980
18.2 | 20.9
0.34 | 0.39
12.012 | 12.749
|  |  | 10810.8 | 11474.1
Final Table | [7 empty] | withouth SPF (for conventional heating)
| %heating |  | new SFH | retro SFH | new MFH | retro MFH |  | new SFH | retro SFH | new MFH | retro MFH
January | 19.8 | 0.198 | 61.8082 | 89.4174 | 444.2795 | 518.174 | January | 297.792 | 392.04 | 2140.5384 | 2271.8718
February | 16.5 | 0.165 | 51.5068 | 74.5145 | 370.2329 | 431.8117 | February | 248.16 | 326.7 | 1783.782 | 1893.2265
March | 14.2 | 0.142 | 44.3271 | 64.1277 | 318.6247 | 371.6198 | March | 213.568 | 281.16 | 1535.1336 | 1629.3222
April | 3.2 | 0.032 | 9.9892 | 14.4513 | 71.8027 | 83.7453 | April | 48.128 | 63.36 | 345.9456 | 367.1712
May | 0 | 0 | 0 | 0 | 0 | 0 | May | 0 | 0 | 0 | 0
June | 0 | 0 | 0 | 0 | 0 | 0 | June | 0 | 0 | 0 | 0
July | 0 | 0 | 0 | 0 | 0 | 0 | July | 0 | 0 | 0 | 0
August | 0 | 0 | 0 | 0 | 0 | 0 | August | 0 | 0 | 0 | 0
September | 1.5 | 0.015 | 4.6824 | 6.774 | 33.6575 | 39.2556 | September | 22.56 | 29.7 | 162.162 | 172.1115
October | 9 | 0.09 | 28.0946 | 40.6443 | 201.9452 | 235.5336 | October | 135.36 | 178.2 | 972.972 | 1032.669
November | 13.8 | 0.138 | 43.0785 | 62.3212 | 309.6493 | 361.1516 | November | 207.552 | 273.24 | 1491.8904 | 1583.4258
December | 21.9 | 0.219 | 68.3636 | 98.9011 | 491.4 | 573.1319 | December | 329.376 | 433.62 | 2367.5652 | 2512.8279
|  |  | 311.8506 | 451.1516 | 2241.5918 | 2614.4235 |  | 1502.496 | 1978.02 | 10799.9892 | 11462.6259

## Spatial dimension
| days |  | 365 |  | occupancy rate | 1.6 | people/car | km/(person*year) without occupancy rate
| months |  | 12 |  | SFH | 4 |  | pp | Urban |  | Rural
| kWh/100km |  | 12 |  | MFH | 20 |  |  | SFH | MFH | SFH | MFH
urban | [8 empty] | 21.0978 | 18.4126 | 33.1123 | 28.2269
| km/person/day |  | 20.1 |  |  |  |  | km/year | 7700.6991 | 6720.6101 | 12085.9937 | 10302.8143
| Declinition |  | 0.017153 |  |  |  |  | km/(person*car*year) with occupancy rate
| km/person/day with declination |  | 19.7552 |  |  |  |  | pp | Urban |  | Rural
| SFH average km |  | 27.5 | [5 empty] | SFH | MFH | SFH | MFH
| MFH average km |  | 24
| difference |  | 3.5 |  |  |  |  | km/year with occupancy rate | 4812.9369 | 4200.3813 | 7553.7461 | 6439.2589
| half of difference |  | 1.75 |  |  |  |  | km/(house unit*year)
| distribution of difference |  | 25.75 |  |  |  |  | p unit | Urban |  | Rural
| ratio of SFH and MFH |  | 0.067961 | [5 empty] | SFH | MFH | SFH | MFH
rural | [7 empty] | km/year with occupancy rate | 19251.7478 | 84007.6266 | 30214.9842 | 128785.1788
| km/person/day |  | 31.2 |  |  |  |  | kWh/km | 0.12
| Declinition |  | 0.017 |  |  |  |  | kWh/(house unit * year)
| km/person/day with declination |  | 30.6696 |  |  |  |  | p unit | Urban |  | Rural
| SFH average km |  | 30.5 | [5 empty] | SFH | MFH | SFH | MFH
| MFH average km |  | 26
| difference |  | 4.5 |  |  |  |  | km/year with occupancy rate | 2310.2097 | 10080.9152 | 3625.7981 | 15454.2215
| half of difference |  | 2.25 |  |  |  |  | Final Table
| distribution of difference |  | 28.25 |  |  |  |  | kWh/(house unit * month)
| ratio of SFH and MFH |  | 0.079646 |  |  |  |  | p unit | Urban |  | Rural
[9 empty] | SFH | MFH | SFH | MFH
People in Mio. | 7.87 | 8.758 | 9.541 | 10.044 | 27.6% | -0.14684 |  | km/year with occupancy rate | 192.5175 | 840.0763 | 302.1498 | 1287.8518
| 115187 | 127470 | 137820 | 144510 | 25.5% | -0.13368
14636 | 14555 | 14445 | 14388 |  | 14305.3333
| 81 | 110 | 57 | 82.6667 |  | 0.017153
0.011474

## Electricity demand
Final Table | [5 empty] | factor: | 100
| Progressive electricity demand - SFH | Progressive electricity demand - MFH | Conservative electricity demand - SFH | Conservative electricity demand - MFH |  |  | progressive |  | conservative |  |  | sum (for control)
January | 326.1747 | 1207.4737 | 427.2975 | 1581.8223 |  |  | SFH | MFH | SFH | MFH |  | 3806.088 | 14089.845 | 4945.772 | 18308.8675
February | 315.4007 | 1167.589 | 413.1832 | 1529.5723 | Electricity demand. |  | 5200 | 19250 | 5200 | 19250
March | 310.5034 | 1149.4596 | 406.7676 | 1505.8223 | reduction |  | 0.29306 | 0.29306 | 0.07389 | 0.07389
April | 300.219 | 1111.3878 | 393.2948 | 1455.9473 | reduced demand |  | 3676.088 | 13608.595 | 4815.772 | 17827.6175
May | 294.3423 | 1089.6325 | 385.5961 | 1427.4473 | 13.3% of red. Demand |  | 490.7091 | 1816.5675 | 642.8419 | 2379.7512
June | 312.9963 | 1158.6884 | 401.9728 | 1488.0722 | base red. Demand w/o 13.3% |  | 3185.3789 | 11792.0275 | 4172.9301 | 15447.8663
July | 350.5272 | 1297.6246 | 439.0481 | 1625.3222 | monthly base red. Demand w/o 13.3% |  | 265.4482 | 982.669 | 347.7442 | 1287.3222
August | 324.0374 | 1199.5616 | 412.4065 | 1526.6972 | climate share |  | 0.025 | 0.025 | 0.025 | 0.025
September | 298.7499 | 1105.949 | 391.3702 | 1448.8223 | climate share [kWh] |  | 130 | 481.25 | 130 | 481.25
October | 316.8699 | 1173.0278 | 415.1078 | 1536.6973 | climate share June |  | 26 | 96.25 | 26 | 96.25
November | 326.1747 | 1207.4737 | 427.2975 | 1581.8223 | climate share August |  | 39 | 144.375 | 39 | 144.375
December | 330.0926 | 1221.9773 | 432.4299 | 1600.8223 | climate share July |  | 65 | 240.625 | 65 | 240.625
Total | 3806.088 | 14089.845 | 4945.772 | 18308.8675
[6 empty] | January | February | March | April | May | June | July | August | September | October | November | December
[5 empty] | %lighting | 12.4 | 10.2 | 9.2 | 7.1 | 5.9 | 4.4 | 4.1 | 4 | 6.8 | 10.5 | 12.4 | 13.2 | 100.2
[5 empty] | lighting in absolute values | 0.124 | 0.102 | 0.092 | 0.071 | 0.059 | 0.044 | 0.041 | 0.04 | 0.068 | 0.105 | 0.124 | 0.132 | 1.002
[5 empty] | transposed | January: %lighting; February: lighting in absolute values; March: adjusted absolute values to 100.00%
[5 empty] | January | January: 12.4; February: 0.124; March: 0.12375
[5 empty] | February | January: 10.2; February: 0.102; March: 0.1018
[5 empty] | March | January: 9.2; February: 0.092; March: 0.091816
[5 empty] | April | January: 7.1; February: 0.071; March: 0.070858
[5 empty] | May | January: 5.9; February: 0.059; March: 0.058882
[5 empty] | June | January: 4.4; February: 0.044; March: 0.043912
[5 empty] | July | January: 4.1; February: 0.041; March: 0.040918
[5 empty] | August | January: 4; February: 0.04; March: 0.03992
[5 empty] | September | January: 6.8; February: 0.068; March: 0.067864
[5 empty] | October | January: 10.5; February: 0.105; March: 0.10479
[5 empty] | November | January: 12.4; February: 0.124; March: 0.12375
[5 empty] | December | January: 13.2; February: 0.132; March: 0.13174
[6 empty] | 100.2 | 1.002 | 1

## rooftopfacade area
Assumption:
rooftop |  |  | SFB -> only two stories and not three -> rooftop area increases!
MFB |  | SFH
floor area | 900 | 200
stories | 5 | 3
per story | 180 | 66.6667
each house side | 13.4164 | 8.165
rooftop angle | 35 | 35
tan(35) | 0.70021 | 0.70021
roof height (ankatete) | 9.3943 | 5.7172
roof hypothenuse | 16.3784 | 9.9676
roof area | 219.7394 | 81.385
Facade
L | 14.5 | 8.5
H | 14 | 9
area | 203 | 76.5
share of PV | 0.33333 | 0.33333
PV area | 67.6667 | 25.5

## PV efficiency
rooftop to facade efficiency factor: |  |  |  | mono cr-Si | 0.267
|  |  |  | thin film | 0.21
|  |  |  | factor | 0.78652
Same efficiency as today |  |  | Efficiency: 0.05%/year |  |  | Efficiency: 0.10%/year |  |  | Efficiency: 0.15%/year
| mono cr-Si | thin film |  | mono cr-Si | thin film |  | mono cr-Si | thin film |  | mono cr-Si | thin film
2050 | 0.17 | 0.13371 | 2050 | 0.187 | 0.14708 | 2050 | 0.204 | 0.16045 | 2050 | 0.221 | 0.17382
Efficiency: 0.20%/year |  |  | Efficiency: 0.25%/year |  |  | Efficiency: 0.25%/year |  |  | Efficiency: 0.17%/year
| mono cr-Si | thin film |  | mono cr-Si | thin film |  | mono cr-Si | thin film |  | mono cr-Si | thin film
| 0.238 | 0.18719 |  | 0.255 | 0.20056 |  | 0.272 | 0.21393 | 2050 | 0.2278 | 0.17917

## Storage eff.
Efficiencies
compression effort | 1
electrolyzer | 0.8
fuel cell | 0.52
battery factor | 0.92
round trip | 0.38272
Storage tank factor
0.736

## Electricity prod.
Efficiency matters
Final Table |  |  |  |  | efficiency in 2050 rooftop | 0.272
| SFH new | MFH new | SFH retrofitted | MFH retrofitted | efficiency in 2050 facade | 0.21393
January | 885.4432 | 2381.8489 | 677.0095 | 1819.0778 | performance ratio | 0.9
February | 1271.8087 | 3422.1445 | 966.1564 | 2596.8834 | battery efficiency | 1
March | 2025.0119 | 5451.2828 | 1522.5568 | 4094.6541 | Inverter efficiency | 0.99
April | 2443.7797 | 6580.5 | 1825.1064 | 4910.082 | kwh/m2/year rooftop | 1000
May | 2875.7147 | 7744.5449 | 2141.552 | 5762.3054 | kwh/m2/year facade | 800
June | 2981.1844 | 8028.7522 | 2219.0062 | 5970.8712 | efficiency future rooftop | 242.352
July | 3177.809 | 8558.1145 | 2366.4973 | 6367.5728 | efficiency future facade | 152.4911
August | 2836.0856 | 7637.0162 | 2117.239 | 5696.1303
September | 2121.5469 | 5711.7992 | 1590.9595 | 4279.2132 |  | SFH new | MFH new | SFH retro | MFH retro
October | 1437.89 | 3870.229 | 1084.5779 | 2916.2865 | rooftop
November | 870.4471 | 2342.2332 | 660.8626 | 1776.355 | yearly prod/m2 | 242.352 | 242.352
December | 685.6137 | 1844.3914 | 523.6682 | 1407.1384 | factor of rooftop discount | 0 | 0 | 0.3 | 0.3
Total | 23612.3351 | 63572.8569 | 17695.1918 | 47596.5701 | rooftop area of solar PV w/o discount | 81.385 | 219.7394 | 81.385 | 219.7394
[5 empty] | rooftop area of solar PV w discount | 81.385 | 219.7394 | 56.9695 | 153.8176 | 56.9695 | 153.8176
[5 empty] | rooftop area of solar collectors | 0 | 0 | 0 | 0
[5 empty] | rooftop area w/o solar collectors | 81.385 | 219.7394 | 56.9695 | 153.8176
[5 empty] | yearly yield | 19723.8109 | 53254.2894 | 13806.6676 | 37278.0026
facade
[5 empty] | yearly prod/m2 | 152.4911 | 152.4911
[5 empty] | facade area | 25.5 | 67.6667
[5 empty] | yearly yield | 3888.5242 | 10318.5676
[5 empty] | total yield | 23612.3351 | 63572.8569
[5 empty] | Share rooftop | Share facades
[5 empty] | 0.035225 | 0.049032
[5 empty] | 0.051655 | 0.065055
[5 empty] | 0.084915 | 0.09005
[5 empty] | 0.10456 | 0.098118
[5 empty] | 0.12407 | 0.1102
[5 empty] | 0.12881 | 0.11331
[5 empty] | 0.13711 | 0.12175
[5 empty] | 0.12149 | 0.11314
[5 empty] | 0.08967 | 0.09076
[5 empty] | 0.05971 | 0.066911
[5 empty] | 0.03542 | 0.04419
[5 empty] | 0.027369 | 0.037494
[5 empty] | 1 | 1

## sensitivity
[7 empty] | heat pump price |  | 3.8 | 36000 | 1
Discount rate |  | Electrolyzer | Storage tank | Fuel cell | Battery | PV price | SFB | MFB
0.04 |  | 0.66667 | 600 | 0.33333 | 0.5 | 200 | 36000 | 136800
| abundant | scarce
Income | 0 | 0.155
Expenditures | 0.21 | 0.31 | Expenditures same values as with alternative cases

## Cases
|  | Case X - Production | [15 empty] | Case X - Demand
|  | SFH | [7 empty] | MFH unit | [7 empty] | SFH | [7 empty] | MFH unit
|  | New |  |  |  | Retrofit |  |  |  | New |  |  |  | Retrofit |  |  |  | New |  |  |  | Retrofit |  |  |  | New |  |  |  | Retrofit
|  | Progressive |  | Conservative |  | Progressive |  | Conservative |  | Progressive |  | Conservative |  | Progressive |  | Conservative |  | Progressive |  | Conservative |  | Progressive |  | Conservative |  | Progressive |  | Conservative |  | Progressive |  | Conservative
|  | Urban | Rural | Urban | Rural | Urban | Rural | Urban | Rural | Urban | Rural | Urban | Rural | Urban | Rural | Urban | Rural | Urban | Rural | Urban | Rural | Urban | Rural | Urban | Rural | Urban | Rural | Urban | Rural | Urban | Rural | Urban | Rural
| solar yield | 23612.3351 | 23612.3351 | 23612.3351 | 23612.3351 | 17695.1918 | 17695.1918 | 17695.1918 | 17695.1918 | 63572.8569 | 63572.8569 | 63572.8569 | 63572.8569 | 47596.5701 | 47596.5701 | 47596.5701 | 47596.5701
| DHW expense | 622.8571 | 622.8571 | 622.8571 | 622.8571 | 622.8571 | 622.8571 | 622.8571 | 622.8571 | 3240 | 3240 | 3240 | 3240 | 3240 | 3240 | 3240 | 3240
| Heat expense | 311.8506 | 311.8506 | 311.8506 | 311.8506 | 451.1516 | 451.1516 | 451.1516 | 451.1516 | 2241.5918 | 2241.5918 | 2241.5918 | 2241.5918 | 2614.4235 | 2614.4235 | 2614.4235 | 2614.4235
| Electricity demand | 3806.088 | 3806.088 | 4945.772 | 4945.772 | 3806.088 | 3806.088 | 4945.772 | 4945.772 | 14089.845 | 14089.845 | 18308.8675 | 18308.8675 | 14089.845 | 14089.845 | 18308.8675 | 18308.8675
| Spatial expense | 2310.2097 | 3625.7981 | 2310.2097 | 3625.7981 | 2310.2097 | 3625.7981 | 2310.2097 | 3625.7981 | 10080.9152 | 15454.2215 | 10080.9152 | 15454.2215 | 10080.9152 | 15454.2215 | 10080.9152 | 15454.2215
| Yearly net energy | 16561.3297 | 15245.7413 | 15421.6457 | 14106.0573 | 10504.8854 | 9189.297 | 9365.2014 | 8049.613 | 33920.5049 | 28547.1987 | 29701.4824 | 24328.1762 | 17571.3865 | 12198.0802 | 13352.364 | 7979.0577
| January | 885.4432 | 885.4432 | 885.4432 | 885.4432 | 677.0095 | 677.0095 | 677.0095 | 677.0095 | 2381.8489 | 2381.8489 | 2381.8489 | 2381.8489 | 1819.0778 | 1819.0778 | 1819.0778 | 1819.0778 | 632.4052 | 742.0375 | 733.5279 | 843.1603 | 660.0144 | 769.6468 | 761.1371 | 870.7695 | 2761.8294 | 3209.605 | 3136.1781 | 3583.9536 | 2835.724 | 3283.4995 | 3210.0726 | 3657.8481
| February | 1271.8087 | 1271.8087 | 1271.8087 | 1271.8087 | 966.1564 | 966.1564 | 966.1564 | 966.1564 | 3422.1445 | 3422.1445 | 3422.1445 | 3422.1445 | 2596.8834 | 2596.8834 | 2596.8834 | 2596.8834 | 611.3298 | 720.9621 | 709.1123 | 818.7446 | 634.3374 | 743.9698 | 732.1199 | 841.7523 | 2647.8981 | 3095.6737 | 3009.8815 | 3457.657 | 2709.477 | 3157.2525 | 3071.4603 | 3519.2358
| March | 2025.0119 | 2025.0119 | 2025.0119 | 2025.0119 | 1522.5568 | 1522.5568 | 1522.5568 | 1522.5568 | 5451.2828 | 5451.2828 | 5451.2828 | 5451.2828 | 4094.6541 | 4094.6541 | 4094.6541 | 4094.6541 | 599.2527 | 708.8851 | 695.5169 | 805.1493 | 619.0533 | 728.6856 | 715.3175 | 824.9498 | 2578.1605 | 3025.936 | 2934.5232 | 3382.2987 | 2631.1556 | 3078.9311 | 2987.5183 | 3435.2938
| April | 2443.7797 | 2443.7797 | 2443.7797 | 2443.7797 | 1825.1064 | 1825.1064 | 1825.1064 | 1825.1064 | 6580.5 | 6580.5 | 6580.5 | 6580.5 | 4910.082 | 4910.082 | 4910.082 | 4910.082 | 554.6305 | 664.2629 | 647.7063 | 757.3387 | 559.0926 | 668.725 | 652.1684 | 761.8008 | 2293.2668 | 2741.0423 | 2637.8263 | 3085.6018 | 2305.2094 | 2752.9849 | 2649.7688 | 3097.5444
| May | 2875.7147 | 2875.7147 | 2875.7147 | 2875.7147 | 2141.552 | 2141.552 | 2141.552 | 2141.552 | 7744.5449 | 7744.5449 | 7744.5449 | 7744.5449 | 5762.3054 | 5762.3054 | 5762.3054 | 5762.3054 | 538.7645 | 648.3969 | 630.0184 | 739.6507 | 538.7645 | 648.3969 | 630.0184 | 739.6507 | 2199.7088 | 2647.4843 | 2537.5235 | 2985.2991 | 2199.7088 | 2647.4843 | 2537.5235 | 2985.2991
| June | 2981.1844 | 2981.1844 | 2981.1844 | 2981.1844 | 2219.0062 | 2219.0062 | 2219.0062 | 2219.0062 | 8028.7522 | 8028.7522 | 8028.7522 | 8028.7522 | 5970.8712 | 5970.8712 | 5970.8712 | 5970.8712 | 557.4186 | 667.0509 | 646.395 | 756.0274 | 557.4186 | 667.0509 | 646.395 | 756.0274 | 2268.7647 | 2716.5402 | 2598.1485 | 3045.924 | 2268.7647 | 2716.5402 | 2598.1485 | 3045.924
| July | 3177.809 | 3177.809 | 3177.809 | 3177.809 | 2366.4973 | 2366.4973 | 2366.4973 | 2366.4973 | 8558.1145 | 8558.1145 | 8558.1145 | 8558.1145 | 6367.5728 | 6367.5728 | 6367.5728 | 6367.5728 | 594.9494 | 704.5818 | 683.4703 | 793.1027 | 594.9494 | 704.5818 | 683.4703 | 793.1027 | 2407.7008 | 2855.4764 | 2735.3985 | 3183.174 | 2407.7008 | 2855.4764 | 2735.3985 | 3183.174
| August | 2836.0856 | 2836.0856 | 2836.0856 | 2836.0856 | 2117.239 | 2117.239 | 2117.239 | 2117.239 | 7637.0162 | 7637.0162 | 7637.0162 | 7637.0162 | 5696.1303 | 5696.1303 | 5696.1303 | 5696.1303 | 568.4597 | 678.092 | 656.8288 | 766.4611 | 568.4597 | 678.092 | 656.8288 | 766.4611 | 2309.6379 | 2757.4134 | 2636.7735 | 3084.549 | 2309.6379 | 2757.4134 | 2636.7735 | 3084.549
| September | 2121.5469 | 2121.5469 | 2121.5469 | 2121.5469 | 1590.9595 | 1590.9595 | 1590.9595 | 1590.9595 | 5711.7992 | 5711.7992 | 5711.7992 | 5711.7992 | 4279.2132 | 4279.2132 | 4279.2132 | 4279.2132 | 547.8545 | 657.4869 | 640.4749 | 750.1072 | 549.9461 | 659.5785 | 642.5665 | 752.1988 | 2249.6828 | 2697.4583 | 2592.5561 | 3040.3316 | 2255.2809 | 2703.0564 | 2598.1541 | 3045.9297
| October | 1437.89 | 1437.89 | 1437.89 | 1437.89 | 1084.5779 | 1084.5779 | 1084.5779 | 1084.5779 | 3870.229 | 3870.229 | 3870.229 | 3870.229 | 2916.2865 | 2916.2865 | 2916.2865 | 2916.2865 | 589.3867 | 699.0191 | 687.6247 | 797.2571 | 601.9364 | 711.5687 | 700.1744 | 809.8067 | 2485.0493 | 2932.8248 | 2848.7188 | 3296.4943 | 2518.6377 | 2966.4133 | 2882.3072 | 3330.0827
| November | 870.4471 | 870.4471 | 870.4471 | 870.4471 | 660.8626 | 660.8626 | 660.8626 | 660.8626 | 2342.2332 | 2342.2332 | 2342.2332 | 2342.2332 | 1776.355 | 1776.355 | 1776.355 | 1776.355 | 613.6754 | 723.3078 | 714.7982 | 824.4305 | 632.9182 | 742.5506 | 734.0409 | 843.6733 | 2627.1993 | 3074.9748 | 3001.5479 | 3449.3234 | 2678.7016 | 3126.4771 | 3053.0502 | 3500.8257
| December | 685.6137 | 685.6137 | 685.6137 | 685.6137 | 523.6682 | 523.6682 | 523.6682 | 523.6682 | 1844.3914 | 1844.3914 | 1844.3914 | 1844.3914 | 1407.1384 | 1407.1384 | 1407.1384 | 1407.1384 | 642.8784 | 752.5108 | 745.2158 | 854.8482 | 673.4159 | 783.0483 | 775.7533 | 885.3856 | 2823.4535 | 3271.229 | 3202.2986 | 3650.0741 | 2905.1854 | 3352.9609 | 3284.0305 | 3731.806
| Total | 23612.3351 | 23612.3351 | 23612.3351 | 23612.3351 | 17695.1918 | 17695.1918 | 17695.1918 | 17695.1918 | 63572.8569 | 63572.8569 | 63572.8569 | 63572.8569 | 47596.5701 | 47596.5701 | 47596.5701 | 47596.5701 | 7051.0054 | 8366.5938 | 8190.6894 | 9506.2778 | 7190.3065 | 8505.8948 | 8329.9905 | 9645.5788 | 29652.352 | 35025.6582 | 33871.3745 | 39244.6807 | 30025.1837 | 35398.4899 | 34244.2062 | 39617.5124
electric energy needed in one year |  | 7051.0054 | 8366.5938 | 8190.6894 | 9506.2778 | 7190.3065 | 8505.8948 | 8329.9905 | 9645.5788 | 29652.352 | 35025.6582 | 33871.3745 | 39244.6807 | 30025.1837 | 35398.4899 | 34244.2062 | 39617.5124
daily |  | 19.3178 | 22.9222 | 22.4402 | 26.0446 | 19.6995 | 23.3038 | 22.8219 | 26.4262 | 81.2393 | 95.9607 | 92.7983 | 107.5197 | 82.2608 | 96.9822 | 93.8197 | 108.5411
required battery (2xdaily need) |  | 38.6356 | 45.8443 | 44.8805 | 52.0892 | 39.3989 | 46.6076 | 45.6438 | 52.8525 | 162.4786 | 191.9214 | 185.5966 | 215.0393 | 164.5216 | 193.9643 | 187.6395 | 217.0823
| required energy production; total (with considering hydrogen) | 23612.3351 | 23612.3351 | 23612.3351 | 23612.3351 | 17695.1918 | 17695.1918 | 17695.1918 | 17695.1918 | 63572.8569 | 63572.8569 | 63572.8569 | 63572.8569 | 47596.5701 | 47596.5701 | 47596.5701 | 47596.5701

## price table
|  |  |  | SNPU | SNPR | SNCU | SNCR | SRPU | SRPR | SRCU | SRCR | MNPU | MNPR | MNCU | MNCR | MRPU | MRPR | MRCU | MRCR
|  |  | 22.1 | 86636.3942 | 90391.042 | 89889.0165 | 93643.6643 | 80542.5385 | 84297.1863 | 83795.1607 | 87549.8086 | 298905.6807 | 314240.9277 | 310946.6382 | 326281.8851 | 282442.906 | 297778.1529 | 294483.8634 | 309819.1104
Formula: |  |  | 22.1 | 46479.543 | 52022.1184 | 51281.0331 | 56823.6084 | 53039.4677 | 58582.043 | 57840.9577 | 63383.533 | 205287.9345 | 227925.6801 | 223062.6813 | 245700.4268 | 222985.9077 | 245623.6532 | 240760.6544 | 263398.3999
| w/o Batt | abundant | 22.1 | 85433.0217 | 89187.6695 | 88685.644 | 92440.2918 | 79640.7256 | 83395.3734 | 82893.3479 | 86647.9957 | 295665.7712 | 311001.0181 | 307706.7286 | 323041.9756 | 280017.2075 | 295352.4545 | 292058.165 | 307393.4119
Real: |  | scarce | 22.1 | 54602.3076 | 60144.883 | 59403.7976 | 64946.373 | 59126.7045 | 64669.2799 | 63928.1945 | 69470.7699 | 227157.3238 | 249795.0693 | 244932.0705 | 267569.816 | 239359.3723 | 261997.1178 | 257134.119 | 279771.8645
|  | abundant | 27.2 | 86636.3942 | 90391.042 | 89889.0165 | 93643.6643 | 80542.5385 | 84297.1863 | 83795.1607 | 87549.8086 | 298905.6807 | 314240.9277 | 310946.6382 | 326281.8851 | 282442.906 | 297778.1529 | 294483.8634 | 309819.1104
|  | scarce | 27.2 | 46479.543 | 52022.1184 | 51281.0331 | 56823.6084 | 53039.4677 | 58582.043 | 57840.9577 | 63383.533 | 205287.9345 | 227925.6801 | 223062.6813 | 245700.4268 | 222985.9077 | 245623.6532 | 240760.6544 | 263398.3999

## 1Price SNPU
discount rate | 0.04
Electricity production |  |  |  | Abundant electricity | [5 empty] | Scarce electricity
Electricity production SFH [kWh] | 23612.3351 |  |  |  | Expenditures | kWh | LCOE | 0.26998 |  |  |  |  | 0.14484
LCOE over a time period of _ years | 20 |  |  | Year |  |  | total costs | 86636.3942 |  |  |  |  | 46479.543
|  |  |  | 2050 | 57376.9945 |  |  |  |  | 57376.9945
|  |  |  | 1 | 2070.1518 | 22704.1684 |  |  |  | -771.013 | 22704.1684
|  |  |  | 2 | 1990.5306 | 21830.9311 |  |  |  | -741.3587 | 21830.9311
|  |  |  | 3 | 1913.9717 | 20991.2799 |  |  |  | -712.8449 | 20991.2799
|  |  |  | 4 | 1840.3574 | 20183.923 |  |  |  | -685.4278 | 20183.923
|  |  |  | 5 | 1769.5744 | 19407.6183 |  |  |  | -659.0652 | 19407.6183
|  |  |  | 6 | 1701.5139 | 18661.1714 |  |  |  | -633.7165 | 18661.1714
|  |  |  | 7 | 1636.071 | 17943.4341 |  |  |  | -609.3428 | 17943.4341
|  |  |  | 8 | 1573.1452 | 17253.302 |  |  |  | -585.9065 | 17253.302
|  |  |  | 9 | 1512.6396 | 16589.7134 |  |  |  | -563.3717 | 16589.7134
|  |  |  | 10 | 1454.4612 | 15951.6475 |  |  |  | -541.7035 | 15951.6475
D1 |  |  |  | 11 | 1398.5204 | 15338.1226 |  |  |  | -520.8688 | 15338.1226
rooftop PV investment [CHF/m2] | 200 |  |  | 12 | 1344.7311 | 14748.1948 |  |  |  | -500.8354 | 14748.1948
rooftop area SFH [m2] | 81.385 |  |  | 13 | 1293.0107 | 14180.9566 |  |  |  | -481.5725 | 14180.9566
rooftop area MFH [m2] | 219.7394 |  |  | 14 | 1243.2795 | 13635.5352 |  |  |  | -463.0504 | 13635.5352
costs rooftop PV SFH | 16276.9945 |  |  | 15 | 1195.4611 | 13111.0915 |  |  |  | -445.2408 | 13111.0915
costs rooftop PV MFH | 43947.8852 |  |  | 16 | 1149.4818 | 12606.8188 |  |  |  | -428.1162 | 12606.8188
O&M per kWh [CHF/kWh] | 0.02 |  |  | 17 | 1105.271 | 12121.9411 |  |  |  | -411.6502 | 12121.9411
O&M costs [CHF] - SFH [CHF] | 472.2467 |  |  | 18 | 1062.7605 | 11655.7126 |  |  |  | -395.8175 | 11655.7126
|  |  |  | 19 | 1021.8851 | 11207.416 |  |  |  | -380.5937 | 11207.416
Lifetime of PV (rooftop and facade) [years] | 25 |  |  | 20 | 982.5819 | 10776.3615 |  |  |  | -365.9555 | 10776.3615
facade PV investment [CHF/m2] | 200
facade area SFH [m2] | 25.5
facade area MFH [m2] | 67.6667
costs facade PV SFH | 5100
costs facade PV MFH | 13533.3333
D2
heat pump investment [CHF] - SFH | 36000
heat pump O&M [CHF/year] | 200
heat pump investment [CHF] - MFH | 136800
Lifetime of heat pumps [years] | 20
D3
D4
STORAGE
Battery
Required Battery [kWh] - each individual case is different | 38.6356
Costs per kWh [CHF/kWh] | 264.8148
battery pack costs [CHF] | 10231.2915
Hardware costs (just once per battery system) [CHF] | 740
Installation cost per system [CHF] | 2000
Total battery capital costs [CHF] | 12971.2915
O&M costs [CHF/kWh] | 455.3216
Lifetime [years] | 15
[9 empty] | 0.66667 |  | 0.33333
source | Beccali |  | Zoulias [inflation adjusted] |  |  | Grosspietsch |  | cost reduction | 0.66667 | 1 | 0.33333 |  |  | Investment costs for storage:
| Electrolyzer |  | Storage tank |  |  | Fuel Cell |  |  | Electrolyzer | Storage | Fuel Cell |  |  | 58649.839
equation | 7632.83 |  | Price based on "h2 tank" | 5394.8784 | price/kW | 6506 | [7 empty] | Share of whole costs
equation | -0.2762 |  |  |  | kW | 2.0667 | [7 empty] | 0.67697
kW Brütten | 14.5 |  | BOS | 2500 |  | -0.177
kW SFB | 4.8333 |  |  |  |  | 5721.517
kW MFB | 9.6667 |  |  |  | total capital costs | 13382.9334 |  | Capital | 18738.8446 | 5394.8784 | 4460.9778
| 4939.6552 |  |  |  |  | 30 |  |  | 30 |  | 30
€ to CHF (https://www.finanzen.ch/waehrungsrechner/euro-schweizer-franken) | 1.1318 |  |  |  | BOS | 4014.88 |  | BOS | 5621.6534 | 2500 | 1338.2933
TOTAL capital costs without inflation | 23875.0003 |  |  |  |  | 10 |  | % of capital costs | 5 | 3 | 10 | SUM
TOTAL capital costs with inflation and € to CHF | 28108.2669 |  | O&M GROSSPIETSCH: | 3 | O&M | 1338.2933 |  | O&M | 936.9422 | 161.8464 | 446.0978 | 1544.8864
BOS (% of capital costs) | 30 |  |  | 0 | Lifetime | 22
| 8432.4801 |  | Lifetime | 22
O&M (%) | 5
O&M/year | 1405.4133
Beccalli values: (backup) |  | Electrolyzer |  | Storage |  | Compressor |  | Battery O&M |  |  | Battery capital costs
|  | 7632.83 |  | 471.67 |  | 23823 |  |  | 322.48 |  | CHF | 7150
| kW | 10 | tons | 0.1 | kW | 10 |  |  | 141.76 |  | kWh | 13.5
|  | -0.2762 |  | -0.0896 |  | -0.4142 |  |  | 20.66 |  | CHF/kWh | 529.6296
| euros/kW | 4040.9697 | euros/kg | 579.7467 | euros/kW | 9179.0228 |  |  | 0.044503 |  | reduction in 2050 | 0.5
| total costs | 40409.6966 | total costs | 57974.6659 | total costs | 91790.2284 |  |  |  |  | 2050 price | 264.8148
| O&M (%) | 4 |  | 1 |  | 4 |  |  |  |  | hardware | 740
| O&M /year | 1616.3879 |  | 579.7467 |  | 3671.6091
| inflation in europe: https://de.inflation.eu/inflationsraten/europa/historische-inflation/hvpi-inflation-europa.aspx | [7 empty] | Storage tank
|  |  | factor | storage tank | electrolyzer | fuel cell | [6 empty] | New |  |  |  | Retrofit |  |  |  | New |  |  |  | Retrofit
|  |  | 100 | 22.8 | [5 empty] | factor | 0.736 |  | Progressive |  | Conservative |  | Progressive |  | Conservative |  | Progressive |  | Conservative |  | Progressive |  | Conservative
| 2005 | 2.2 | 0.022 | 23.3016 | [5 empty] | 600 | $/m3 |  | Urban | Rural | Urban | Rural | Urban | Rural | Urban | Rural | Urban | Rural | Urban | Rural | Urban | Rural | Urban | Rural
| 2006 | 2.21 | 0.0221 | 23.8166 | [8 empty] | 7051.0054 | 8366.5938 | 8190.6894 | 9506.2778 | 7190.3065 | 8505.8948 | 8329.9905 | 9645.5788 | 29652.352 | 35025.6582 | 33871.3745 | 39244.6807 | 30025.1837 | 35398.4899 | 34244.2062 | 39617.5124
| 2007 | 2.16 | 0.0216 | 24.331 |  |  |  |  | new SFB | 7051.0054 | kWh |  | 9580.1704 | 11367.6546 | 11128.6541 | 12916.1383 | 9769.4381 | 11556.9223 | 11317.9218 | 13105.406 | 40288.5217 | 47589.2096 | 46020.8892 | 53321.5771 | 40795.0865 | 48095.7743 | 46527.454 | 53828.1419
| 2008 | 3.35 | 0.0335 | 25.1461 | [5 empty] | 211.7419 | kg
| 2009 | 0.32 | 0.0032 | 25.2266 | [5 empty] | requiered storage volume: | 8.9915
| 2010 | 1.61 | 0.0161 | 25.6327 | [5 empty] | price | 5394.8784
| 2011 | 2.72 | 0.0272 | 26.3299 |  |  |  |  | kwh/kg | 33.3
| 2012 | 2.5 | 0.025 | 26.9882
| 2013 | 1.35 | 0.0135 | 27.3525 | 23875.0003 | [8 empty] | p | 27500000
| 2014 | 0.43 | 0.0043 | 27.4701 | 23977.6628 | [8 empty] | m [kg] | 211.7419
| 2015 | 0.03 | 0.0003 | 27.4784 | 23984.8561 | [8 empty] | Rs | 4124.2
| 2016 | 0.24 | 0.0024 | 27.5443 | 24042.4198 | [8 empty] | T | 283.15
| 2017 | 1.54 | 0.0154 | 27.9685 | 24412.673
| 2018 | 1.73 | 0.0173 | 28.4523 | 24835.0123 | [8 empty] | V | 8.9915

## 2Price SNPR
discount rate | 0.04
Electricity production |  |  |  | Abundant electricity | [5 empty] | Scarce electricity
Electricity production SFH [kWh] | 23612.3351 |  |  |  | Expenditures | kWh | LCOE | 0.28168 |  |  |  |  | 0.16211
LCOE over a time period of _ years | 20 |  |  | Year |  |  | total costs | 90391.042 |  |  |  |  | 52022.1184
|  |  |  | 2050 | 57376.9945 |  |  |  |  | 57376.9945
|  |  |  | 1 | 2335.7994 | 22704.1684 |  |  |  | -378.8665 | 22704.1684
|  |  |  | 2 | 2245.961 | 21830.9311 |  |  |  | -364.2947 | 21830.9311
|  |  |  | 3 | 2159.5779 | 20991.2799 |  |  |  | -350.2834 | 20991.2799
|  |  |  | 4 | 2076.5172 | 20183.923 |  |  |  | -336.8109 | 20183.923
|  |  |  | 5 | 1996.6511 | 19407.6183 |  |  |  | -323.8567 | 19407.6183
|  |  |  | 6 | 1919.8569 | 18661.1714 |  |  |  | -311.4006 | 18661.1714
|  |  |  | 7 | 1846.0162 | 17943.4341 |  |  |  | -299.4237 | 17943.4341
|  |  |  | 8 | 1775.0156 | 17253.302 |  |  |  | -287.9074 | 17253.302
|  |  |  | 9 | 1706.7458 | 16589.7134 |  |  |  | -276.834 | 16589.7134
|  |  |  | 10 | 1641.1017 | 15951.6475 |  |  |  | -266.1866 | 15951.6475
D1 |  |  |  | 11 | 1577.9824 | 15338.1226 |  |  |  | -255.9486 | 15338.1226
rooftop PV investment [CHF/m2] | 200 |  |  | 12 | 1517.2908 | 14748.1948 |  |  |  | -246.1045 | 14748.1948
rooftop area SFH [m2] | 81.385 |  |  | 13 | 1458.9334 | 14180.9566 |  |  |  | -236.6389 | 14180.9566
rooftop area MFH [m2] | 219.7394 |  |  | 14 | 1402.8206 | 13635.5352 |  |  |  | -227.5374 | 13635.5352
costs rooftop PV SFH | 16276.9945 |  |  | 15 | 1348.866 | 13111.0915 |  |  |  | -218.786 | 13111.0915
costs rooftop PV MFH | 43947.8852 |  |  | 16 | 1296.9865 | 12606.8188 |  |  |  | -210.3711 | 12606.8188
O&M per kWh [CHF/kWh] | 0.02 |  |  | 17 | 1247.1024 | 12121.9411 |  |  |  | -202.2799 | 12121.9411
O&M costs [CHF] - SFH [CHF] | 472.2467 |  |  | 18 | 1199.1369 | 11655.7126 |  |  |  | -194.4999 | 11655.7126
|  |  |  | 19 | 1153.0163 | 11207.416 |  |  |  | -187.0192 | 11207.416
Lifetime of PV (rooftop and facade) [years] | 25 |  |  | 20 | 1108.6695 | 10776.3615 |  |  |  | -179.8261 | 10776.3615
facade PV investment [CHF/m2] | 200
facade area SFH [m2] | 25.5
facade area MFH [m2] | 67.6667
costs facade PV SFH | 5100
costs facade PV MFH | 13533.3333
D2
heat pump investment [CHF] - SFH | 36000
heat pump O&M [CHF/year] | 200
heat pump investment [CHF] - MFH | 136800
Lifetime of heat pumps [years] | 20
D3
D4
STORAGE
Battery
Required Battery [kWh] - each individual case is different | 45.8443
Costs per kWh [CHF/kWh] | 264.8148
battery pack costs [CHF] | 12140.263
Installation cost per system [CHF] | 2000
Hardware costs (just once per battery system) [CHF] | 740
Total battery capital costs [CHF] | 14880.263
O&M costs [CHF/kWh] | 540.2762
Lifetime [years] | 15
[9 empty] | 0.66667 |  | 0.33333
source | Beccali |  | Zoulias [inflation adjusted] |  |  | Grosspietsch |  | cost reduction | 0.66667 | 1 | 0.33333 |  |  | Investment costs for storage:
| Electrolyzer |  | Storage tank |  |  | Fuel Cell |  |  | Electrolyzer | Storage | Fuel Cell |  |  | 62714.924
equation | 7632.83 |  | Price based on "h2 tank" | 6401.4638 | price/kW | 6506 | [7 empty] | Share of whole costs
equation | -0.2762 |  |  |  | kW | 2.0667 | [7 empty] | 0.69382
kW Brütten | 14.5 |  | BOS | 2500 |  | -0.177
kW SFB | 4.8333 |  |  |  |  | 5721.517
kW MFB | 9.6667 |  |  |  | total capital costs | 13382.9334 |  | Capital | 18738.8446 | 6401.4638 | 4460.9778
| 4939.6552 |  |  |  |  | 30 |  |  | 30 |  | 30
€ to CHF (https://www.finanzen.ch/waehrungsrechner/euro-schweizer-franken) | 1.1318 |  |  |  | BOS | 4014.88 |  | BOS | 5621.6534 | 2500 | 1338.2933
TOTAL capital costs without inflation | 23875.0003 |  |  |  |  | 10 |  | % of capital costs | 5 | 3 | 10 | SUM
TOTAL capital costs with inflation and € to CHF | 28108.2669 |  | O&M GROSSPIETSCH: | 3 | O&M | 1338.2933 |  | O&M | 936.9422 | 192.0439 | 446.0978 | 1575.0839
BOS (% of capital costs) | 30 |  |  | 0 | Lifetime | 22
| 8432.4801 |  | Lifetime | 22
O&M (%) | 5
O&M/year | 1405.4133
Beccalli values: (backup) |  | Electrolyzer |  | Storage |  | Compressor |  | Battery O&M |  |  | Battery capital costs
|  | 7632.83 |  | 471.67 |  | 23823 |  |  | 322.48 |  | CHF | 7150
| kW | 10 | tons | 0.1 | kW | 10 |  |  | 141.76 |  | kWh | 13.5
|  | -0.2762 |  | -0.0896 |  | -0.4142 |  |  | 20.66 |  | CHF/kWh | 529.6296
| euros/kW | 4040.9697 | euros/kg | 579.7467 | euros/kW | 9179.0228 |  |  | 0.044503 |  | reduction in 2050 | 0.5
| total costs | 40409.6966 | total costs | 57974.6659 | total costs | 91790.2284 |  |  |  |  | 2050 price | 264.8148
| O&M (%) | 4 |  | 1 |  | 4 |  |  |  |  | hardware | 740
| O&M /year | 1616.3879 |  | 579.7467 |  | 3671.6091
| inflation in europe: https://de.inflation.eu/inflationsraten/europa/historische-inflation/hvpi-inflation-europa.aspx | [7 empty] | Storage tank
|  |  | factor | storage tank | electrolyzer | fuel cell | [6 empty] | New |  |  |  | Retrofit |  |  |  | New |  |  |  | Retrofit
|  |  | 100 | 22.8 | [5 empty] | factor | 0.736 |  | Progressive |  | Conservative |  | Progressive |  | Conservative |  | Progressive |  | Conservative |  | Progressive |  | Conservative
| 2005 | 2.2 | 0.022 | 23.3016 | [5 empty] | 600 | $/m3 |  | Urban | Rural | Urban | Rural | Urban | Rural | Urban | Rural | Urban | Rural | Urban | Rural | Urban | Rural | Urban | Rural
| 2006 | 2.21 | 0.0221 | 23.8166 | [8 empty] | 7051.0054 | 8366.5938 | 8190.6894 | 9506.2778 | 7190.3065 | 8505.8948 | 8329.9905 | 9645.5788 | 29652.352 | 35025.6582 | 33871.3745 | 39244.6807 | 30025.1837 | 35398.4899 | 34244.2062 | 39617.5124
| 2007 | 2.16 | 0.0216 | 24.331 |  |  |  |  | new SFB | 8366.5938 | kWh |  | 9580.1704 | 11367.6546 | 11128.6541 | 12916.1383 | 9769.4381 | 11556.9223 | 11317.9218 | 13105.406 | 40288.5217 | 47589.2096 | 46020.8892 | 53321.5771 | 40795.0865 | 48095.7743 | 46527.454 | 53828.1419
| 2008 | 3.35 | 0.0335 | 25.1461 | [5 empty] | 251.2491 | kg
| 2009 | 0.32 | 0.0032 | 25.2266 | [5 empty] | requiered storage volume: | 10.6691
| 2010 | 1.61 | 0.0161 | 25.6327 | [5 empty] | price | 6401.4638
| 2011 | 2.72 | 0.0272 | 26.3299 |  |  |  |  | kwh/kg | 33.3
| 2012 | 2.5 | 0.025 | 26.9882
| 2013 | 1.35 | 0.0135 | 27.3525 | 23875.0003 | [8 empty] | p | 27500000
| 2014 | 0.43 | 0.0043 | 27.4701 | 23977.6628 | [8 empty] | m [kg] | 251.2491
| 2015 | 0.03 | 0.0003 | 27.4784 | 23984.8561 | [8 empty] | Rs | 4124.2
| 2016 | 0.24 | 0.0024 | 27.5443 | 24042.4198 | [8 empty] | T | 283.15
| 2017 | 1.54 | 0.0154 | 27.9685 | 24412.673
| 2018 | 1.73 | 0.0173 | 28.4523 | 24835.0123 | [8 empty] | V | 10.6691

## 3Price SNCU
discount rate | 0.04
Electricity production |  |  |  | Abundant electricity | [5 empty] | Scarce electricity
Electricity production SFH [kWh] | 23612.3351 |  |  |  | Expenditures | kWh | LCOE | 0.28012 |  |  |  |  | 0.1598
LCOE over a time period of _ years | 20 |  |  | Year |  |  | total costs | 89889.0165 |  |  |  |  | 51281.0331
|  |  |  | 2050 | 57376.9945 |  |  |  |  | 57376.9945
|  |  |  | 1 | 2300.2803 | 22704.1684 |  |  |  | -431.2995 | 22704.1684
|  |  |  | 2 | 2211.808 | 21830.9311 |  |  |  | -414.7111 | 21830.9311
|  |  |  | 3 | 2126.7384 | 20991.2799 |  |  |  | -398.7607 | 20991.2799
|  |  |  | 4 | 2044.9408 | 20183.923 |  |  |  | -383.4237 | 20183.923
|  |  |  | 5 | 1966.2892 | 19407.6183 |  |  |  | -368.6766 | 19407.6183
|  |  |  | 6 | 1890.6627 | 18661.1714 |  |  |  | -354.4968 | 18661.1714
|  |  |  | 7 | 1817.9449 | 17943.4341 |  |  |  | -340.8623 | 17943.4341
|  |  |  | 8 | 1748.024 | 17253.302 |  |  |  | -327.7522 | 17253.302
|  |  |  | 9 | 1680.7923 | 16589.7134 |  |  |  | -315.1463 | 16589.7134
|  |  |  | 10 | 1616.1464 | 15951.6475 |  |  |  | -303.0253 | 15951.6475
D1 |  |  |  | 11 | 1553.9869 | 15338.1226 |  |  |  | -291.3705 | 15338.1226
rooftop PV investment [CHF/m2] | 200 |  |  | 12 | 1494.2182 | 14748.1948 |  |  |  | -280.164 | 14748.1948
rooftop area SFH [m2] | 81.385 |  |  | 13 | 1436.7483 | 14180.9566 |  |  |  | -269.3884 | 14180.9566
rooftop area MFH [m2] | 219.7394 |  |  | 14 | 1381.4887 | 13635.5352 |  |  |  | -259.0273 | 13635.5352
costs rooftop PV SFH | 16276.9945 |  |  | 15 | 1328.3545 | 13111.0915 |  |  |  | -249.0647 | 13111.0915
costs rooftop PV MFH | 43947.8852 |  |  | 16 | 1277.264 | 12606.8188 |  |  |  | -239.4853 | 12606.8188
O&M per kWh [CHF/kWh] | 0.02 |  |  | 17 | 1228.1384 | 12121.9411 |  |  |  | -230.2743 | 12121.9411
O&M costs [CHF] - SFH [CHF] | 472.2467 |  |  | 18 | 1180.9023 | 11655.7126 |  |  |  | -221.4176 | 11655.7126
O&M costs [CHF] - MFH [CHF] | 0 |  |  | 19 | 1135.483 | 11207.416 |  |  |  | -212.9016 | 11207.416
Lifetime of PV (rooftop and facade) [years] | 25 |  |  | 20 | 1091.8106 | 10776.3615 |  |  |  | -204.7131 | 10776.3615
facade PV investment [CHF/m2] | 200
facade area SFH [m2] | 25.5
facade area MFH [m2] | 67.6667
costs facade PV SFH | 5100
costs facade PV MFH | 13533.3333
D2
heat pump investment [CHF] - SFH | 36000
heat pump O&M [CHF/year] | 200
heat pump investment [CHF] - MFH | 136800
Lifetime of heat pumps [years] | 20
D3
D4
STORAGE
Battery
Required Battery [kWh] - each individual case is different | 44.8805
Costs per kWh [CHF/kWh] | 264.8148
battery pack costs [CHF] | 11885.0187
Installation cost per system [CHF] | 2000
Hardware costs (just once per battery system) [CHF] | 740
Total battery capital costs [CHF] | 14625.0187
O&M costs [CHF/kWh] | 528.9171
Lifetime [years] | 15
[9 empty] | 0.66667 |  | 0.33333
source | Beccali |  | Zoulias [inflation adjusted] |  |  | Grosspietsch |  | cost reduction | 0.66667 | 1 | 0.33333 |  |  | Investment costs for storage:
| Electrolyzer |  | Storage tank |  |  | Fuel Cell |  |  | Electrolyzer | Storage | Fuel Cell |  |  | 62171.3906
equation | 7632.83 |  | Price based on "h2 tank" | 6266.8755 | price/kW | 6506 | [7 empty] | Share of whole costs
equation | -0.2762 |  |  |  | kW | 2.0667 | [7 empty] | 0.69165
kW Brütten | 14.5 |  | BOS | 2500 |  | -0.177
kW SFB | 4.8333 |  |  |  |  | 5721.517
kW MFB | 9.6667 |  |  |  | total capital costs | 13382.9334 |  | Capital | 18738.8446 | 6266.8755 | 4460.9778
| 4939.6552 |  |  |  |  | 30 |  |  | 30 |  | 30
€ to CHF (https://www.finanzen.ch/waehrungsrechner/euro-schweizer-franken) | 1.1318 |  |  |  | BOS | 4014.88 |  | BOS | 5621.6534 | 2500 | 1338.2933
TOTAL capital costs without inflation | 23875.0003 |  |  |  |  | 10 |  | % of capital costs | 5 | 3 | 10 | SUM
TOTAL capital costs with inflation and € to CHF | 28108.2669 |  | O&M GROSSPIETSCH: | 3 | O&M | 1338.2933 |  | O&M | 936.9422 | 188.0063 | 446.0978 | 1571.0463
BOS (% of capital costs) | 30 |  |  | 0 | Lifetime | 22
| 8432.4801 |  | Lifetime | 22
O&M (%) | 5
O&M/year | 1405.4133
Beccalli values: (backup) |  | Electrolyzer |  | Storage |  | Compressor |  | Battery O&M |  |  | Battery capital costs
|  | 7632.83 |  | 471.67 |  | 23823 |  |  | 322.48 |  | CHF | 7150
| kW | 10 | tons | 0.1 | kW | 10 |  |  | 141.76 |  | kWh | 13.5
|  | -0.2762 |  | -0.0896 |  | -0.4142 |  |  | 20.66 |  | CHF/kWh | 529.6296
| euros/kW | 4040.9697 | euros/kg | 579.7467 | euros/kW | 9179.0228 |  |  | 0.044503 |  | reduction in 2050 | 0.5
| total costs | 40409.6966 | total costs | 57974.6659 | total costs | 91790.2284 |  |  |  |  | 2050 price | 264.8148
| O&M (%) | 4 |  | 1 |  | 4 |  |  |  |  | hardware | 740
| O&M /year | 1616.3879 |  | 579.7467 |  | 3671.6091
| inflation in europe: https://de.inflation.eu/inflationsraten/europa/historische-inflation/hvpi-inflation-europa.aspx | [7 empty] | Storage tank
|  |  | factor | storage tank | electrolyzer | fuel cell | [6 empty] | New |  |  |  | Retrofit |  |  |  | New |  |  |  | Retrofit
|  |  | 100 | 22.8 | [5 empty] | factor | 0.736 |  | Progressive |  | Conservative |  | Progressive |  | Conservative |  | Progressive |  | Conservative |  | Progressive |  | Conservative
| 2005 | 2.2 | 0.022 | 23.3016 | [5 empty] | 600 | $/m3 |  | Urban | Rural | Urban | Rural | Urban | Rural | Urban | Rural | Urban | Rural | Urban | Rural | Urban | Rural | Urban | Rural
| 2006 | 2.21 | 0.0221 | 23.8166 | [8 empty] | 7051.0054 | 8366.5938 | 8190.6894 | 9506.2778 | 7190.3065 | 8505.8948 | 8329.9905 | 9645.5788 | 29652.352 | 35025.6582 | 33871.3745 | 39244.6807 | 30025.1837 | 35398.4899 | 34244.2062 | 39617.5124
| 2007 | 2.16 | 0.0216 | 24.331 |  |  |  |  | new SFB | 8190.6894 | kWh |  | 9580.1704 | 11367.6546 | 11128.6541 | 12916.1383 | 9769.4381 | 11556.9223 | 11317.9218 | 13105.406 | 40288.5217 | 47589.2096 | 46020.8892 | 53321.5771 | 40795.0865 | 48095.7743 | 46527.454 | 53828.1419
| 2008 | 3.35 | 0.0335 | 25.1461 | [5 empty] | 245.9666 | kg
| 2009 | 0.32 | 0.0032 | 25.2266 | [5 empty] | requiered storage volume: | 10.4448
| 2010 | 1.61 | 0.0161 | 25.6327 | [5 empty] | price | 6266.8755
| 2011 | 2.72 | 0.0272 | 26.3299 |  |  |  |  | kwh/kg | 33.3
| 2012 | 2.5 | 0.025 | 26.9882
| 2013 | 1.35 | 0.0135 | 27.3525 | 23875.0003 | [8 empty] | p | 27500000
| 2014 | 0.43 | 0.0043 | 27.4701 | 23977.6628 | [8 empty] | m [kg] | 245.9666
| 2015 | 0.03 | 0.0003 | 27.4784 | 23984.8561 | [8 empty] | Rs | 4124.2
| 2016 | 0.24 | 0.0024 | 27.5443 | 24042.4198 | [8 empty] | T | 283.15
| 2017 | 1.54 | 0.0154 | 27.9685 | 24412.673
| 2018 | 1.73 | 0.0173 | 28.4523 | 24835.0123 | [8 empty] | V | 10.4448

## 4Price SNCR
discount rate | 0.04
Electricity production |  |  |  | Abundant electricity | [5 empty] | Scarce electricity
Electricity production SFH [kWh] | 23612.3351 |  |  |  | Expenditures | kWh | LCOE | 0.29182 |  |  |  |  | 0.17708
LCOE over a time period of _ years | 20 |  |  | Year |  |  | total costs | 93643.6643 |  |  |  |  | 56823.6084
|  |  |  | 2050 | 57376.9945 |  |  |  |  | 57376.9945
|  |  |  | 1 | 2565.9279 | 22704.1684 |  |  |  | -39.153 | 22704.1684
|  |  |  | 2 | 2467.2384 | 21830.9311 |  |  |  | -37.6471 | 21830.9311
|  |  |  | 3 | 2372.3446 | 20991.2799 |  |  |  | -36.1991 | 20991.2799
|  |  |  | 4 | 2281.1006 | 20183.923 |  |  |  | -34.8069 | 20183.923
|  |  |  | 5 | 2193.3659 | 19407.6183 |  |  |  | -33.4681 | 19407.6183
|  |  |  | 6 | 2109.0057 | 18661.1714 |  |  |  | -32.1809 | 18661.1714
|  |  |  | 7 | 2027.8901 | 17943.4341 |  |  |  | -30.9432 | 17943.4341
|  |  |  | 8 | 1949.8943 | 17253.302 |  |  |  | -29.7531 | 17253.302
|  |  |  | 9 | 1874.8984 | 16589.7134 |  |  |  | -28.6087 | 16589.7134
|  |  |  | 10 | 1802.7869 | 15951.6475 |  |  |  | -27.5084 | 15951.6475
D1 |  |  |  | 11 | 1733.449 | 15338.1226 |  |  |  | -26.4504 | 15338.1226
rooftop PV investment [CHF/m2] | 200 |  |  | 12 | 1666.7779 | 14748.1948 |  |  |  | -25.433 | 14748.1948
rooftop area SFH [m2] | 81.385 |  |  | 13 | 1602.671 | 14180.9566 |  |  |  | -24.4548 | 14180.9566
rooftop area MFH [m2] | 219.7394 |  |  | 14 | 1541.0298 | 13635.5352 |  |  |  | -23.5143 | 13635.5352
costs rooftop PV SFH | 16276.9945 |  |  | 15 | 1481.7594 | 13111.0915 |  |  |  | -22.6099 | 13111.0915
costs rooftop PV MFH | 43947.8852 |  |  | 16 | 1424.7687 | 12606.8188 |  |  |  | -21.7403 | 12606.8188
O&M per kWh [CHF/kWh] | 0.02 |  |  | 17 | 1369.9699 | 12121.9411 |  |  |  | -20.9041 | 12121.9411
O&M costs [CHF] - SFH [CHF] | 472.2467 |  |  | 18 | 1317.2787 | 11655.7126 |  |  |  | -20.1001 | 11655.7126
O&M costs [CHF] - MFH [CHF] | 0 |  |  | 19 | 1266.6142 | 11207.416 |  |  |  | -19.327 | 11207.416
Lifetime of PV (rooftop and facade) [years] | 25 |  |  | 20 | 1217.8983 | 10776.3615 |  |  |  | -18.5837 | 10776.3615
facade PV investment [CHF/m2] | 200
facade area SFH [m2] | 25.5
facade area MFH [m2] | 67.6667
costs facade PV SFH | 5100
costs facade PV MFH | 13533.3333
D2
heat pump investment [CHF] - SFH | 36000
heat pump O&M [CHF/year] | 200
heat pump investment [CHF] - MFH | 136800
Lifetime of heat pumps [years] | 20
D3
D4
STORAGE
Battery
Required Battery [kWh] - each individual case is different | 52.0892
Costs per kWh [CHF/kWh] | 264.8148
battery pack costs [CHF] | 13793.9901
Installation cost per system [CHF] | 2000
Hardware costs (just once per battery system) [CHF] | 740
Total battery capital costs [CHF] | 16533.9901
O&M costs [CHF/kWh] | 613.8718
Lifetime [years] | 15
[9 empty] | 0.66667 |  | 0.33333
source | Beccali |  | Zoulias [inflation adjusted] |  |  | Grosspietsch |  | cost reduction | 0.66667 | 1 | 0.33333 |  |  | Investment costs for storage:
| Electrolyzer |  | Storage tank |  |  | Fuel Cell |  |  | Electrolyzer | Storage | Fuel Cell |  |  | 66236.4756
equation | 7632.83 |  | Price based on "h2 tank" | 7273.4609 | price/kW | 6506 | [7 empty] | Share of whole costs
equation | -0.2762 |  |  |  | kW | 2.0667 | [7 empty] | 0.70732
kW Brütten | 14.5 |  | BOS | 2500 |  | -0.177
kW SFB | 4.8333 |  |  |  |  | 5721.517
kW MFB | 9.6667 |  |  |  | total capital costs | 13382.9334 |  | Capital | 18738.8446 | 7273.4609 | 4460.9778
| 4939.6552 |  |  |  |  | 30 |  |  | 30 |  | 30
€ to CHF (https://www.finanzen.ch/waehrungsrechner/euro-schweizer-franken) | 1.1318 |  |  |  | BOS | 4014.88 |  | BOS | 5621.6534 | 2500 | 1338.2933
TOTAL capital costs without inflation | 23875.0003 |  |  |  |  | 10 |  | % of capital costs | 5 | 3 | 10 | SUM
TOTAL capital costs with inflation and € to CHF | 28108.2669 |  | O&M GROSSPIETSCH: | 3 | O&M | 1338.2933 |  | O&M | 936.9422 | 218.2038 | 446.0978 | 1601.2438
BOS (% of capital costs) | 30 |  |  | 0 | Lifetime | 22
| 8432.4801 |  | Lifetime | 22
O&M (%) | 5
O&M/year | 1405.4133
Beccalli values: (backup) |  | Electrolyzer |  | Storage |  | Compressor |  | Battery O&M |  |  | Battery capital costs
|  | 7632.83 |  | 471.67 |  | 23823 |  |  | 322.48 |  | CHF | 7150
| kW | 10 | tons | 0.1 | kW | 10 |  |  | 141.76 |  | kWh | 13.5
|  | -0.2762 |  | -0.0896 |  | -0.4142 |  |  | 20.66 |  | CHF/kWh | 529.6296
| euros/kW | 4040.9697 | euros/kg | 579.7467 | euros/kW | 9179.0228 |  |  | 0.044503 |  | reduction in 2050 | 0.5
| total costs | 40409.6966 | total costs | 57974.6659 | total costs | 91790.2284 |  |  |  |  | 2050 price | 264.8148
| O&M (%) | 4 |  | 1 |  | 4 |  |  |  |  | hardware | 740
| O&M /year | 1616.3879 |  | 579.7467 |  | 3671.6091
| inflation in europe: https://de.inflation.eu/inflationsraten/europa/historische-inflation/hvpi-inflation-europa.aspx | [7 empty] | Storage tank
|  |  | factor | storage tank | electrolyzer | fuel cell | [6 empty] | New |  |  |  | Retrofit |  |  |  | New |  |  |  | Retrofit
|  |  | 100 | 22.8 | [5 empty] | factor | 0.736 |  | Progressive |  | Conservative |  | Progressive |  | Conservative |  | Progressive |  | Conservative |  | Progressive |  | Conservative
| 2005 | 2.2 | 0.022 | 23.3016 | [5 empty] | 600 | $/m3 |  | Urban | Rural | Urban | Rural | Urban | Rural | Urban | Rural | Urban | Rural | Urban | Rural | Urban | Rural | Urban | Rural
| 2006 | 2.21 | 0.0221 | 23.8166 | [8 empty] | 7051.0054 | 8366.5938 | 8190.6894 | 9506.2778 | 7190.3065 | 8505.8948 | 8329.9905 | 9645.5788 | 29652.352 | 35025.6582 | 33871.3745 | 39244.6807 | 30025.1837 | 35398.4899 | 34244.2062 | 39617.5124
| 2007 | 2.16 | 0.0216 | 24.331 |  |  |  |  | new SFB | 9506.2778 | kWh |  | 9580.1704 | 11367.6546 | 11128.6541 | 12916.1383 | 9769.4381 | 11556.9223 | 11317.9218 | 13105.406 | 40288.5217 | 47589.2096 | 46020.8892 | 53321.5771 | 40795.0865 | 48095.7743 | 46527.454 | 53828.1419
| 2008 | 3.35 | 0.0335 | 25.1461 | [5 empty] | 285.4738 | kg
| 2009 | 0.32 | 0.0032 | 25.2266 | [5 empty] | requiered storage volume: | 12.1224
| 2010 | 1.61 | 0.0161 | 25.6327 | [5 empty] | price | 7273.4609
| 2011 | 2.72 | 0.0272 | 26.3299 |  |  |  |  | kwh/kg | 33.3
| 2012 | 2.5 | 0.025 | 26.9882
| 2013 | 1.35 | 0.0135 | 27.3525 | 23875.0003 | [8 empty] | p | 27500000
| 2014 | 0.43 | 0.0043 | 27.4701 | 23977.6628 | [8 empty] | m [kg] | 285.4738
| 2015 | 0.03 | 0.0003 | 27.4784 | 23984.8561 | [8 empty] | Rs | 4124.2
| 2016 | 0.24 | 0.0024 | 27.5443 | 24042.4198 | [8 empty] | T | 283.15
| 2017 | 1.54 | 0.0154 | 27.9685 | 24412.673
| 2018 | 1.73 | 0.0173 | 28.4523 | 24835.0123 | [8 empty] | V | 12.1224

## 5Price SRPU
discount rate | 0.04
Electricity production |  |  |  | Abundant electricity | [5 empty] | Scarce electricity
Electricity production SFH [kWh] | 17695.1918 |  |  |  | Expenditures | kWh | LCOE | 0.33492 |  |  |  |  | 0.22055
LCOE over a time period of _ years | 20 |  |  | Year |  |  | total costs | 80542.5385 |  |  |  |  | 53039.4677
|  |  |  | 2050 | 52493.8962 |  |  |  |  | 52493.8962
|  |  |  | 1 | 1984.4886 | 17014.6075 |  |  |  | 38.6001 | 17014.6075
|  |  |  | 2 | 1908.1622 | 16360.1996 |  |  |  | 37.1155 | 16360.1996
|  |  |  | 3 | 1834.7713 | 15730.9611 |  |  |  | 35.688 | 15730.9611
|  |  |  | 4 | 1764.2032 | 15125.9241 |  |  |  | 34.3153 | 15125.9241
|  |  |  | 5 | 1696.3492 | 14544.1578 |  |  |  | 32.9955 | 14544.1578
|  |  |  | 6 | 1631.105 | 13984.7671 |  |  |  | 31.7265 | 13984.7671
|  |  |  | 7 | 1568.3702 | 13446.8915 |  |  |  | 30.5062 | 13446.8915
|  |  |  | 8 | 1508.0483 | 12929.7034 |  |  |  | 29.3329 | 12929.7034
|  |  |  | 9 | 1450.0464 | 12432.4071 |  |  |  | 28.2047 | 12432.4071
|  |  |  | 10 | 1394.2754 | 11954.2376 |  |  |  | 27.1199 | 11954.2376
D1 |  |  |  | 11 | 1340.6494 | 11494.4592 |  |  |  | 26.0768 | 11494.4592
rooftop PV investment [CHF/m2] | 200 |  |  | 12 | 1289.086 | 11052.3646 |  |  |  | 25.0739 | 11052.3646
rooftop area SFH [m2] | 56.9695 |  |  | 13 | 1239.5058 | 10627.2737 |  |  |  | 24.1095 | 10627.2737
rooftop area MFH [m2] | 219.7394 |  |  | 14 | 1191.8325 | 10218.5324 |  |  |  | 23.1822 | 10218.5324
costs rooftop PV SFH | 11393.8962 |  |  | 15 | 1145.9927 | 9825.5119 |  |  |  | 22.2906 | 9825.5119
costs rooftop PV MFH | 43947.8852 |  |  | 16 | 1101.9161 | 9447.6076 |  |  |  | 21.4333 | 9447.6076
O&M per kWh [CHF/kWh] | 0.02 |  |  | 17 | 1059.5347 | 9084.2381 |  |  |  | 20.6089 | 9084.2381
O&M costs [CHF] - SFH [CHF] | 353.9038 |  |  | 18 | 1018.7834 | 8734.8443 |  |  |  | 19.8163 | 8734.8443
O&M costs [CHF] - MFH [CHF] | 0 |  |  | 19 | 979.5994 | 8398.8887 |  |  |  | 19.0541 | 8398.8887
Lifetime of PV (rooftop and facade) [years] | 25 |  |  | 20 | 941.9225 | 8075.8546 |  |  |  | 18.3212 | 8075.8546
facade PV investment [CHF/m2] | 200
facade area SFH [m2] | 25.5
facade area MFH [m2] | 67.6667
costs facade PV SFH | 5100
costs facade PV MFH | 13533.3333
D2
heat pump investment [CHF] - SFH | 36000
heat pump O&M [CHF/year] | 200
heat pump investment [CHF] - MFH | 136800
Lifetime of heat pumps [years] | 20
D3
D4
STORAGE
Battery
Required Battery [kWh] - each individual case is different | 39.3989
Costs per kWh [CHF/kWh] | 264.8148
battery pack costs [CHF] | 10433.4229
Installation cost per system [CHF] | 2000
Hardware costs (just once per battery system) [CHF] | 740
Total battery capital costs [CHF] | 13173.4229
O&M costs [CHF/kWh] | 464.317
Lifetime [years] | 15
[9 empty] | 0.66667 |  | 0.33333
source | Beccali |  | Zoulias [inflation adjusted] |  |  | Grosspietsch |  | cost reduction | 0.66667 | 1 | 0.33333 |  |  | Investment costs for storage:
| Electrolyzer |  | Storage tank |  |  | Fuel Cell |  |  | Electrolyzer | Storage | Fuel Cell |  |  | 59080.2704
equation | 7632.83 |  | Price based on "h2 tank" | 5501.4606 | price/kW | 6506 | [7 empty] | Share of whole costs
equation | -0.2762 |  |  |  | kW | 2.0667 | [7 empty] | 0.73353
kW Brütten | 14.5 |  | BOS | 2500 |  | -0.177
kW SFB | 4.8333 |  |  |  |  | 5721.517
kW MFB | 9.6667 |  |  |  | total capital costs | 13382.9334 |  | Capital | 18738.8446 | 5501.4606 | 4460.9778
| 4939.6552 |  |  |  |  | 30 |  |  | 30 |  | 30
€ to CHF (https://www.finanzen.ch/waehrungsrechner/euro-schweizer-franken) | 1.1318 |  |  |  | BOS | 4014.88 |  | BOS | 5621.6534 | 2500 | 1338.2933
TOTAL capital costs without inflation | 23875.0003 |  |  |  |  | 10 |  | % of capital costs | 5 | 3 | 10 | SUM
TOTAL capital costs with inflation and € to CHF | 28108.2669 |  | O&M GROSSPIETSCH: | 3 | O&M | 1338.2933 |  | O&M | 936.9422 | 165.0438 | 446.0978 | 1548.0838
BOS (% of capital costs) | 30 |  |  | 0 | Lifetime | 22
| 8432.4801 |  | Lifetime | 22
O&M (%) | 5
O&M/year | 1405.4133
Beccalli values: (backup) |  | Electrolyzer |  | Storage |  | Compressor |  | Battery O&M |  |  | Battery capital costs
|  | 7632.83 |  | 471.67 |  | 23823 |  |  | 322.48 |  | CHF | 7150
| kW | 10 | tons | 0.1 | kW | 10 |  |  | 141.76 |  | kWh | 13.5
|  | -0.2762 |  | -0.0896 |  | -0.4142 |  |  | 20.66 |  | CHF/kWh | 529.6296
| euros/kW | 4040.9697 | euros/kg | 579.7467 | euros/kW | 9179.0228 |  |  | 0.044503 |  | reduction in 2050 | 0.5
| total costs | 40409.6966 | total costs | 57974.6659 | total costs | 91790.2284 |  |  |  |  | 2050 price | 264.8148
| O&M (%) | 4 |  | 1 |  | 4 |  |  |  |  | hardware | 740
| O&M /year | 1616.3879 |  | 579.7467 |  | 3671.6091
| inflation in europe: https://de.inflation.eu/inflationsraten/europa/historische-inflation/hvpi-inflation-europa.aspx | [7 empty] | Storage tank
|  |  | factor | storage tank | electrolyzer | fuel cell | [6 empty] | New |  |  |  | Retrofit |  |  |  | New |  |  |  | Retrofit
|  |  | 100 | 22.8 | [5 empty] | factor | 0.736 |  | Progressive |  | Conservative |  | Progressive |  | Conservative |  | Progressive |  | Conservative |  | Progressive |  | Conservative
| 2005 | 2.2 | 0.022 | 23.3016 | [5 empty] | 600 | $/m3 |  | Urban | Rural | Urban | Rural | Urban | Rural | Urban | Rural | Urban | Rural | Urban | Rural | Urban | Rural | Urban | Rural
| 2006 | 2.21 | 0.0221 | 23.8166 | [8 empty] | 7051.0054 | 8366.5938 | 8190.6894 | 9506.2778 | 7190.3065 | 8505.8948 | 8329.9905 | 9645.5788 | 29652.352 | 35025.6582 | 33871.3745 | 39244.6807 | 30025.1837 | 35398.4899 | 34244.2062 | 39617.5124
| 2007 | 2.16 | 0.0216 | 24.331 |  |  |  |  | new SFB | 7190.3065 | kWh |  | 9580.1704 | 11367.6546 | 11128.6541 | 12916.1383 | 9769.4381 | 11556.9223 | 11317.9218 | 13105.406 | 40288.5217 | 47589.2096 | 46020.8892 | 53321.5771 | 40795.0865 | 48095.7743 | 46527.454 | 53828.1419
| 2008 | 3.35 | 0.0335 | 25.1461 | [5 empty] | 215.9251 | kg
| 2009 | 0.32 | 0.0032 | 25.2266 | [5 empty] | requiered storage volume: | 9.1691
| 2010 | 1.61 | 0.0161 | 25.6327 | [5 empty] | price | 5501.4606
| 2011 | 2.72 | 0.0272 | 26.3299 |  |  |  |  | kwh/kg | 33.3
| 2012 | 2.5 | 0.025 | 26.9882
| 2013 | 1.35 | 0.0135 | 27.3525 | 23875.0003 | [8 empty] | p | 27500000
| 2014 | 0.43 | 0.0043 | 27.4701 | 23977.6628 | [8 empty] | m [kg] | 215.9251
| 2015 | 0.03 | 0.0003 | 27.4784 | 23984.8561 | [8 empty] | Rs | 4124.2
| 2016 | 0.24 | 0.0024 | 27.5443 | 24042.4198 | [8 empty] | T | 283.15
| 2017 | 1.54 | 0.0154 | 27.9685 | 24412.673
| 2018 | 1.73 | 0.0173 | 28.4523 | 24835.0123 | [8 empty] | V | 9.1691

## 6Price SRPR
discount rate | 0.04
Electricity production |  |  |  | Abundant electricity | [5 empty] | Scarce electricity
Electricity production SFH [kWh] | 17695.1918 |  |  |  | Expenditures | kWh | LCOE | 0.35053 |  |  |  |  | 0.2436
LCOE over a time period of _ years | 20 |  |  | Year |  |  | total costs | 84297.1863 |  |  |  |  | 58582.043
|  |  |  | 2050 | 52493.8962 |  |  |  |  | 52493.8962
|  |  |  | 1 | 2250.1363 | 17014.6075 |  |  |  | 430.7466 | 17014.6075
|  |  |  | 2 | 2163.5926 | 16360.1996 |  |  |  | 414.1795 | 16360.1996
|  |  |  | 3 | 2080.3775 | 15730.9611 |  |  |  | 398.2495 | 15730.9611
|  |  |  | 4 | 2000.363 | 15125.9241 |  |  |  | 382.9322 | 15125.9241
|  |  |  | 5 | 1923.4259 | 14544.1578 |  |  |  | 368.204 | 14544.1578
|  |  |  | 6 | 1849.448 | 13984.7671 |  |  |  | 354.0423 | 13984.7671
|  |  |  | 7 | 1778.3154 | 13446.8915 |  |  |  | 340.4253 | 13446.8915
|  |  |  | 8 | 1709.9187 | 12929.7034 |  |  |  | 327.332 | 12929.7034
|  |  |  | 9 | 1644.1526 | 12432.4071 |  |  |  | 314.7423 | 12432.4071
|  |  |  | 10 | 1580.9159 | 11954.2376 |  |  |  | 302.6369 | 11954.2376
D1 |  |  |  | 11 | 1520.1115 | 11494.4592 |  |  |  | 290.997 | 11494.4592
rooftop PV investment [CHF/m2] | 200 |  |  | 12 | 1461.6456 | 11052.3646 |  |  |  | 279.8048 | 11052.3646
rooftop area SFH [m2] | 56.9695 |  |  | 13 | 1405.4285 | 10627.2737 |  |  |  | 269.0431 | 10627.2737
rooftop area MFH [m2] | 219.7394 |  |  | 14 | 1351.3736 | 10218.5324 |  |  |  | 258.6953 | 10218.5324
costs rooftop PV SFH | 11393.8962 |  |  | 15 | 1299.3976 | 9825.5119 |  |  |  | 248.7454 | 9825.5119
costs rooftop PV MFH | 43947.8852 |  |  | 16 | 1249.4208 | 9447.6076 |  |  |  | 239.1783 | 9447.6076
O&M per kWh [CHF/kWh] | 0.02 |  |  | 17 | 1201.3662 | 9084.2381 |  |  |  | 229.9792 | 9084.2381
O&M costs [CHF] - SFH [CHF] | 353.9038 |  |  | 18 | 1155.1598 | 8734.8443 |  |  |  | 221.1338 | 8734.8443
O&M costs [CHF] - MFH [CHF] | 0 |  |  | 19 | 1110.7306 | 8398.8887 |  |  |  | 212.6287 | 8398.8887
Lifetime of PV (rooftop and facade) [years] | 25 |  |  | 20 | 1068.0101 | 8075.8546 |  |  |  | 204.4506 | 8075.8546
facade PV investment [CHF/m2] | 200
facade area SFH [m2] | 25.5
facade area MFH [m2] | 67.6667
costs facade PV SFH | 5100
costs facade PV MFH | 13533.3333
D2
heat pump investment [CHF] - SFH | 36000
heat pump O&M [CHF/year] | 200
heat pump investment [CHF] - MFH | 136800
Lifetime of heat pumps [years] | 20
D3
D4
STORAGE
Battery
Required Battery [kWh] - each individual case is different | 46.6076
Costs per kWh [CHF/kWh] | 264.8148
battery pack costs [CHF] | 12342.3943
Installation cost per system [CHF] | 2000
Hardware costs (just once per battery system) [CHF] | 740
Total battery capital costs [CHF] | 15082.3943
O&M costs [CHF/kWh] | 549.2716
Lifetime [years] | 15
[9 empty] | 0.66667 |  | 0.33333
source | Beccali |  | Zoulias [inflation adjusted] |  |  | Grosspietsch |  | cost reduction | 0.66667 | 1 | 0.33333 |  |  | Investment costs for storage:
| Electrolyzer |  | Storage tank |  |  | Fuel Cell |  |  | Electrolyzer | Storage | Fuel Cell |  |  | 63145.3554
equation | 7632.83 |  | Price based on "h2 tank" | 6508.046 | price/kW | 6506 | [7 empty] | Share of whole costs
equation | -0.2762 |  |  |  | kW | 2.0667 | [7 empty] | 0.74908
kW Brütten | 14.5 |  | BOS | 2500 |  | -0.177
kW SFB | 4.8333 |  |  |  |  | 5721.517
kW MFB | 9.6667 |  |  |  | total capital costs | 13382.9334 |  | Capital | 18738.8446 | 6508.046 | 4460.9778
| 4939.6552 |  |  |  |  | 30 |  |  | 30 |  | 30
€ to CHF (https://www.finanzen.ch/waehrungsrechner/euro-schweizer-franken) | 1.1318 |  |  |  | BOS | 4014.88 |  | BOS | 5621.6534 | 2500 | 1338.2933
TOTAL capital costs without inflation | 23875.0003 |  |  |  |  | 10 |  | % of capital costs | 5 | 3 | 10 | SUM
TOTAL capital costs with inflation and € to CHF | 28108.2669 |  | O&M GROSSPIETSCH: | 3 | O&M | 1338.2933 |  | O&M | 936.9422 | 195.2414 | 446.0978 | 1578.2814
BOS (% of capital costs) | 30 |  |  | 0 | Lifetime | 22
| 8432.4801 |  | Lifetime | 22
O&M (%) | 5
O&M/year | 1405.4133
Beccalli values: (backup) |  | Electrolyzer |  | Storage |  | Compressor |  | Battery O&M |  |  | Battery capital costs
|  | 7632.83 |  | 471.67 |  | 23823 |  |  | 322.48 |  | CHF | 7150
| kW | 10 | tons | 0.1 | kW | 10 |  |  | 141.76 |  | kWh | 13.5
|  | -0.2762 |  | -0.0896 |  | -0.4142 |  |  | 20.66 |  | CHF/kWh | 529.6296
| euros/kW | 4040.9697 | euros/kg | 579.7467 | euros/kW | 9179.0228 |  |  | 0.044503 |  | reduction in 2050 | 0.5 | 0.5
| total costs | 40409.6966 | total costs | 57974.6659 | total costs | 91790.2284 |  |  |  |  | 2050 price | 264.8148
| O&M (%) | 4 |  | 1 |  | 4 |  |  |  |  | hardware | 740
| O&M /year | 1616.3879 |  | 579.7467 |  | 3671.6091
| inflation in europe: https://de.inflation.eu/inflationsraten/europa/historische-inflation/hvpi-inflation-europa.aspx | [7 empty] | Storage tank
|  |  | factor | storage tank | electrolyzer | fuel cell |  |  |  | factor |  |  | New |  |  |  | Retrofit |  |  |  | New |  |  |  | Retrofit
|  |  | 100 | 22.8 | [5 empty] | 880 | 0.736 |  | Progressive |  | Conservative |  | Progressive |  | Conservative |  | Progressive |  | Conservative |  | Progressive |  | Conservative
| 2005 | 2.2 | 0.022 | 23.3016 | [5 empty] | 600 | $/m3 |  | Urban | Rural | Urban | Rural | Urban | Rural | Urban | Rural | Urban | Rural | Urban | Rural | Urban | Rural | Urban | Rural
| 2006 | 2.21 | 0.0221 | 23.8166 | [8 empty] | 7051.0054 | 8366.5938 | 8190.6894 | 9506.2778 | 7190.3065 | 8505.8948 | 8329.9905 | 9645.5788 | 29652.352 | 35025.6582 | 33871.3745 | 39244.6807 | 30025.1837 | 35398.4899 | 34244.2062 | 39617.5124
| 2007 | 2.16 | 0.0216 | 24.331 |  |  |  |  | new SFB | 8505.8948 | kWh |  | 9580.1704 | 11367.6546 | 11128.6541 | 12916.1383 | 9769.4381 | 11556.9223 | 11317.9218 | 13105.406 | 40288.5217 | 47589.2096 | 46020.8892 | 53321.5771 | 40795.0865 | 48095.7743 | 46527.454 | 53828.1419
| 2008 | 3.35 | 0.0335 | 25.1461 | [5 empty] | 255.4323 | kg
| 2009 | 0.32 | 0.0032 | 25.2266 | [5 empty] | requiered storage volume: | 10.8467
| 2010 | 1.61 | 0.0161 | 25.6327 | [5 empty] | price | 6508.046
| 2011 | 2.72 | 0.0272 | 26.3299 |  |  |  |  | kwh/kg | 33.3
| 2012 | 2.5 | 0.025 | 26.9882
| 2013 | 1.35 | 0.0135 | 27.3525 | 23875.0003 | [8 empty] | p | 27500000
| 2014 | 0.43 | 0.0043 | 27.4701 | 23977.6628 | [8 empty] | m [kg] | 255.4323
| 2015 | 0.03 | 0.0003 | 27.4784 | 23984.8561 | [8 empty] | Rs | 4124.2
| 2016 | 0.24 | 0.0024 | 27.5443 | 24042.4198 | [8 empty] | T | 283.15
| 2017 | 1.54 | 0.0154 | 27.9685 | 24412.673
| 2018 | 1.73 | 0.0173 | 28.4523 | 24835.0123 | [8 empty] | V | 10.8467

## 7Price SRCU
discount rate | 0.04
Electricity production |  |  |  | Abundant electricity | [5 empty] | Scarce electricity
Electricity production SFH [kWh] | 17695.1918 |  |  |  | Expenditures | kWh | LCOE | 0.34844 |  |  |  |  | 0.24052
LCOE over a time period of _ years | 20 |  |  | Year |  |  | total costs | 83795.1607 |  |  |  |  | 57840.9577
|  |  |  | 2050 | 52493.8962 |  |  |  |  | 52493.8962
|  |  |  | 1 | 2214.6171 | 17014.6075 |  |  |  | 378.3136 | 17014.6075
|  |  |  | 2 | 2129.4396 | 16360.1996 |  |  |  | 363.7631 | 16360.1996
|  |  |  | 3 | 2047.538 | 15730.9611 |  |  |  | 349.7722 | 15730.9611
|  |  |  | 4 | 1968.7866 | 15125.9241 |  |  |  | 336.3194 | 15125.9241
|  |  |  | 5 | 1893.064 | 14544.1578 |  |  |  | 323.3841 | 14544.1578
|  |  |  | 6 | 1820.2539 | 13984.7671 |  |  |  | 310.9462 | 13984.7671
|  |  |  | 7 | 1750.2441 | 13446.8915 |  |  |  | 298.9867 | 13446.8915
|  |  |  | 8 | 1682.927 | 12929.7034 |  |  |  | 287.4872 | 12929.7034
|  |  |  | 9 | 1618.1991 | 12432.4071 |  |  |  | 276.43 | 12432.4071
|  |  |  | 10 | 1555.9606 | 11954.2376 |  |  |  | 265.7981 | 11954.2376
D1 |  |  |  | 11 | 1496.116 | 11494.4592 |  |  |  | 255.5751 | 11494.4592
rooftop PV investment [CHF/m2] | 200 |  |  | 12 | 1438.5731 | 11052.3646 |  |  |  | 245.7453 | 11052.3646
rooftop area SFH [m2] | 56.9695 |  |  | 13 | 1383.2433 | 10627.2737 |  |  |  | 236.2936 | 10627.2737
rooftop area MFH [m2] | 219.7394 |  |  | 14 | 1330.0417 | 10218.5324 |  |  |  | 227.2053 | 10218.5324
costs rooftop PV SFH | 11393.8962 |  |  | 15 | 1278.8862 | 9825.5119 |  |  |  | 218.4667 | 9825.5119
costs rooftop PV MFH | 43947.8852 |  |  | 16 | 1229.6983 | 9447.6076 |  |  |  | 210.0641 | 9447.6076
O&M per kWh [CHF/kWh] | 0.02 |  |  | 17 | 1182.4022 | 9084.2381 |  |  |  | 201.9847 | 9084.2381
O&M costs [CHF] - SFH [CHF] | 353.9038 |  |  | 18 | 1136.9252 | 8734.8443 |  |  |  | 194.2161 | 8734.8443
O&M costs [CHF] - MFH [CHF] | 0 |  |  | 19 | 1093.1973 | 8398.8887 |  |  |  | 186.7462 | 8398.8887
Lifetime of PV (rooftop and facade) [years] | 25 |  |  | 20 | 1051.1513 | 8075.8546 |  |  |  | 179.5637 | 8075.8546
facade PV investment [CHF/m2] | 200
facade area SFH [m2] | 25.5
facade area MFH [m2] | 67.6667
costs facade PV SFH | 5100
costs facade PV MFH | 13533.3333
D2
heat pump investment [CHF] - SFH | 36000
heat pump O&M [CHF/year] | 200
heat pump investment [CHF] - MFH | 136800
Lifetime of heat pumps [years] | 20
D3
D4
STORAGE
Battery
Required Battery [kWh] - each individual case is different | 45.6438
Costs per kWh [CHF/kWh] | 264.8148
battery pack costs [CHF] | 12087.15
Installation cost per system [CHF] | 2000
Hardware costs (just once per battery system) [CHF] | 740
Total battery capital costs [CHF] | 14827.15
O&M costs [CHF/kWh] | 537.9125
Lifetime [years] | 15
[9 empty] | 0.66667 |  | 0.33333
source | Beccali |  | Zoulias [inflation adjusted] |  |  | Grosspietsch |  | cost reduction | 0.66667 | 1 | 0.33333 |  |  | Investment costs for storage:
| Electrolyzer |  | Storage tank |  |  | Fuel Cell |  |  | Electrolyzer | Storage | Fuel Cell |  |  | 62601.822
equation | 7632.83 |  | Price based on "h2 tank" | 6373.4577 | price/kW | 6506 | [7 empty] | Share of whole costs
equation | -0.2762 |  |  |  | kW | 2.0667 | [7 empty] | 0.74708
kW Brütten | 14.5 |  | BOS | 2500 |  | -0.177
kW SFB | 4.8333 |  |  |  |  | 5721.517
kW MFB | 9.6667 |  |  |  | total capital costs | 13382.9334 |  | Capital | 18738.8446 | 6373.4577 | 4460.9778
| 4939.6552 |  |  |  |  | 30 |  |  | 30 |  | 30
€ to CHF (https://www.finanzen.ch/waehrungsrechner/euro-schweizer-franken) | 1.1318 |  |  |  | BOS | 4014.88 |  | BOS | 5621.6534 | 2500 | 1338.2933
TOTAL capital costs without inflation | 23875.0003 |  |  |  |  | 10 |  | % of capital costs | 5 | 3 | 10 | SUM
TOTAL capital costs with inflation and € to CHF | 28108.2669 |  | O&M GROSSPIETSCH: | 3 | O&M | 1338.2933 |  | O&M | 936.9422 | 191.2037 | 446.0978 | 1574.2437
BOS (% of capital costs) | 30 |  |  | 0 | Lifetime | 22
| 8432.4801 |  | Lifetime | 22
O&M (%) | 5
O&M/year | 1405.4133
Beccalli values: (backup) |  | Electrolyzer |  | Storage |  | Compressor |  | Battery O&M |  |  | Battery capital costs
|  | 7632.83 |  | 471.67 |  | 23823 |  |  | 322.48 |  | CHF | 7150
| kW | 10 | tons | 0.1 | kW | 10 |  |  | 141.76 |  | kWh | 13.5
|  | -0.2762 |  | -0.0896 |  | -0.4142 |  |  | 20.66 |  | CHF/kWh | 529.6296
| euros/kW | 4040.9697 | euros/kg | 579.7467 | euros/kW | 9179.0228 |  |  | 0.044503 |  | reduction in 2050 | 0.5 | 0.5
| total costs | 40409.6966 | total costs | 57974.6659 | total costs | 91790.2284 |  |  |  |  | 2050 price | 264.8148
| O&M (%) | 4 |  | 1 |  | 4 |  |  |  |  | hardware | 740
| O&M /year | 1616.3879 |  | 579.7467 |  | 3671.6091
| inflation in europe: https://de.inflation.eu/inflationsraten/europa/historische-inflation/hvpi-inflation-europa.aspx | [7 empty] | Storage tank
|  |  | factor | storage tank | electrolyzer | fuel cell |  |  |  | factor |  |  | New |  |  |  | Retrofit |  |  |  | New |  |  |  | Retrofit
|  |  | 100 | 22.8 | [5 empty] | 880 | 0.736 |  | Progressive |  | Conservative |  | Progressive |  | Conservative |  | Progressive |  | Conservative |  | Progressive |  | Conservative
| 2005 | 2.2 | 0.022 | 23.3016 | [5 empty] | 600 | $/m3 |  | Urban | Rural | Urban | Rural | Urban | Rural | Urban | Rural | Urban | Rural | Urban | Rural | Urban | Rural | Urban | Rural
| 2006 | 2.21 | 0.0221 | 23.8166 | [8 empty] | 7051.0054 | 8366.5938 | 8190.6894 | 9506.2778 | 7190.3065 | 8505.8948 | 8329.9905 | 9645.5788 | 29652.352 | 35025.6582 | 33871.3745 | 39244.6807 | 30025.1837 | 35398.4899 | 34244.2062 | 39617.5124
| 2007 | 2.16 | 0.0216 | 24.331 |  |  |  |  | new SFB | 8329.9905 | kWh |  | 9580.1704 | 11367.6546 | 11128.6541 | 12916.1383 | 9769.4381 | 11556.9223 | 11317.9218 | 13105.406 | 40288.5217 | 47589.2096 | 46020.8892 | 53321.5771 | 40795.0865 | 48095.7743 | 46527.454 | 53828.1419
| 2008 | 3.35 | 0.0335 | 25.1461 | [5 empty] | 250.1499 | kg
| 2009 | 0.32 | 0.0032 | 25.2266 | [5 empty] | requiered storage volume: | 10.6224
| 2010 | 1.61 | 0.0161 | 25.6327 | [5 empty] | price | 6373.4577
| 2011 | 2.72 | 0.0272 | 26.3299 |  |  |  |  | kwh/kg | 33.3
| 2012 | 2.5 | 0.025 | 26.9882
| 2013 | 1.35 | 0.0135 | 27.3525 | 23875.0003 | [8 empty] | p | 27500000
| 2014 | 0.43 | 0.0043 | 27.4701 | 23977.6628 | [8 empty] | m [kg] | 250.1499
| 2015 | 0.03 | 0.0003 | 27.4784 | 23984.8561 | [8 empty] | Rs | 4124.2
| 2016 | 0.24 | 0.0024 | 27.5443 | 24042.4198 | [8 empty] | T | 283.15
| 2017 | 1.54 | 0.0154 | 27.9685 | 24412.673
| 2018 | 1.73 | 0.0173 | 28.4523 | 24835.0123 | [8 empty] | V | 10.6224

## 8Price SRCR
discount rate | 0.04
Electricity production |  |  |  | Abundant electricity | [5 empty] | Scarce electricity
Electricity production SFH [kWh] | 17695.1918 |  |  |  | Expenditures | kWh | LCOE | 0.36406 |  |  |  |  | 0.26357
LCOE over a time period of _ years | 20 |  |  | Year |  |  | total costs | 87549.8086 |  |  |  |  | 63383.533
|  |  |  | 2050 | 52493.8962 |  |  |  |  | 52493.8962
|  |  |  | 1 | 2480.2648 | 17014.6075 |  |  |  | 770.4601 | 17014.6075
|  |  |  | 2 | 2384.87 | 16360.1996 |  |  |  | 740.8271 | 16360.1996
|  |  |  | 3 | 2293.1442 | 15730.9611 |  |  |  | 712.3337 | 15730.9611
|  |  |  | 4 | 2204.9464 | 15125.9241 |  |  |  | 684.9363 | 15125.9241
|  |  |  | 5 | 2120.1407 | 14544.1578 |  |  |  | 658.5926 | 14544.1578
|  |  |  | 6 | 2038.5969 | 13984.7671 |  |  |  | 633.2621 | 13984.7671
|  |  |  | 7 | 1960.1893 | 13446.8915 |  |  |  | 608.9058 | 13446.8915
|  |  |  | 8 | 1884.7974 | 12929.7034 |  |  |  | 585.4864 | 12929.7034
|  |  |  | 9 | 1812.3052 | 12432.4071 |  |  |  | 562.9677 | 12432.4071
|  |  |  | 10 | 1742.6012 | 11954.2376 |  |  |  | 541.3151 | 11954.2376
D1 |  |  |  | 11 | 1675.578 | 11494.4592 |  |  |  | 520.4953 | 11494.4592
rooftop PV investment [CHF/m2] | 200 |  |  | 12 | 1611.1327 | 11052.3646 |  |  |  | 500.4762 | 11052.3646
rooftop area SFH [m2] | 56.9695 |  |  | 13 | 1549.1661 | 10627.2737 |  |  |  | 481.2271 | 10627.2737
rooftop area MFH [m2] | 219.7394 |  |  | 14 | 1489.5828 | 10218.5324 |  |  |  | 462.7184 | 10218.5324
costs rooftop PV SFH | 11393.8962 |  |  | 15 | 1432.2911 | 9825.5119 |  |  |  | 444.9215 | 9825.5119
costs rooftop PV MFH | 43947.8852 |  |  | 16 | 1377.203 | 9447.6076 |  |  |  | 427.8092 | 9447.6076
O&M per kWh [CHF/kWh] | 0.02 |  |  | 17 | 1324.2337 | 9084.2381 |  |  |  | 411.355 | 9084.2381
O&M costs [CHF] - SFH [CHF] | 353.9038 |  |  | 18 | 1273.3016 | 8734.8443 |  |  |  | 395.5336 | 8734.8443
O&M costs [CHF] - MFH [CHF] | 0 |  |  | 19 | 1224.3285 | 8398.8887 |  |  |  | 380.3208 | 8398.8887
Lifetime of PV (rooftop and facade) [years] | 0 |  |  | 20 | 1177.2389 | 8075.8546 |  |  |  | 365.6931 | 8075.8546
facade PV investment [CHF/m2] | 200 |  |  | 23
facade area SFH [m2] | 25.5 |  |  | 24
facade area MFH [m2] | 67.6667 |  |  | 25
costs facade PV SFH | 5100 |  |  | 26
costs facade PV MFH | 13533.3333 |  |  | 27
28
D2 |  |  |  | 29
heat pump investment [CHF] - SFH | 36000 |  |  | 30
heat pump O&M [CHF/year] | 200 |  |  | 31
heat pump investment [CHF] - MFH | 136800 |  |  | 32
Lifetime of heat pumps [years] | 20 |  |  | 33
34
D3 |  |  |  | 35
36
D4 |  |  |  | 37
38
STORAGE |  |  |  | 39
Battery |  |  |  | 40
Required Battery [kWh] - each individual case is different | 52.8525 |  |  | 41
Costs per kWh [CHF/kWh] | 264.8148 |  |  | 42
battery pack costs [CHF] | 13996.1215 |  |  | 43
Installation cost per system [CHF] | 2000 |  |  | 44
Hardware costs (just once per battery system) [CHF] | 740 |  |  | 45
Total battery capital costs [CHF] | 16736.1215 |  |  | 46
O&M costs [CHF/kWh] | 622.8672 |  |  | 47
Lifetime [years] | 15 |  |  | 48
[9 empty] | 0.66667 |  | 0.33333
source | Beccali |  | Zoulias [inflation adjusted] |  |  | Grosspietsch |  | cost reduction | 0.66667 | 1 | 0.33333 |  |  | Investment costs for storage:
| Electrolyzer |  | Storage tank |  |  | Fuel Cell |  |  | Electrolyzer | Storage | Fuel Cell |  |  | 66666.907
equation | 7632.83 |  | Price based on "h2 tank" | 7380.0432 | price/kW | 6506 | [7 empty] | Share of whole costs
equation | -0.2762 |  |  |  | kW | 2.0667 | [7 empty] | 0.76147
kW Brütten | 14.5 |  | BOS | 2500 |  | -0.177
kW SFB | 4.8333 |  |  |  |  | 5721.517
kW MFB | 9.6667 |  |  |  | total capital costs | 13382.9334 |  | Capital | 18738.8446 | 7380.0432 | 4460.9778
| 4939.6552 |  |  |  |  | 30 |  |  | 30 |  | 30
€ to CHF (https://www.finanzen.ch/waehrungsrechner/euro-schweizer-franken) | 1.1318 |  |  |  | BOS | 4014.88 |  | BOS | 5621.6534 | 2500 | 1338.2933
TOTAL capital costs without inflation | 23875.0003 |  |  |  |  | 10 |  | % of capital costs | 5 | 3 | 10 | SUM
TOTAL capital costs with inflation and € to CHF | 28108.2669 |  | O&M GROSSPIETSCH: | 3 | O&M | 1338.2933 |  | O&M | 936.9422 | 221.4013 | 446.0978 | 1604.4413
BOS (% of capital costs) | 30 |  |  | 0 | Lifetime | 22
| 8432.4801 |  | Lifetime | 22
O&M (%) | 5
O&M/year | 1405.4133
Beccalli values: (backup) |  | Electrolyzer |  | Storage |  | Compressor |  | Battery O&M |  |  | Battery capital costs
|  | 7632.83 |  | 471.67 |  | 23823 |  |  | 322.48 |  | CHF | 7150
| kW | 10 | tons | 0.1 | kW | 10 |  |  | 141.76 |  | kWh | 13.5
|  | -0.2762 |  | -0.0896 |  | -0.4142 |  |  | 20.66 |  | CHF/kWh | 529.6296
| euros/kW | 4040.9697 | euros/kg | 579.7467 | euros/kW | 9179.0228 |  |  | 0.044503 |  | reduction in 2050 | 0.5 | 0.5
| total costs | 40409.6966 | total costs | 57974.6659 | total costs | 91790.2284 |  |  |  |  | 2050 price | 264.8148
| O&M (%) | 4 |  | 1 |  | 4 |  |  |  |  | hardware | 740
| O&M /year | 1616.3879 |  | 579.7467 |  | 3671.6091
| inflation in europe: https://de.inflation.eu/inflationsraten/europa/historische-inflation/hvpi-inflation-europa.aspx | [7 empty] | Storage tank
|  |  | factor | storage tank | electrolyzer | fuel cell |  |  |  | factor |  |  | New |  |  |  | Retrofit |  |  |  | New |  |  |  | Retrofit
|  |  | 100 | 22.8 | [5 empty] | 880 | 0.736 |  | Progressive |  | Conservative |  | Progressive |  | Conservative |  | Progressive |  | Conservative |  | Progressive |  | Conservative
| 2005 | 2.2 | 0.022 | 23.3016 | [5 empty] | 600 | $/m3 |  | Urban | Rural | Urban | Rural | Urban | Rural | Urban | Rural | Urban | Rural | Urban | Rural | Urban | Rural | Urban | Rural
| 2006 | 2.21 | 0.0221 | 23.8166 | [8 empty] | 7051.0054 | 8366.5938 | 8190.6894 | 9506.2778 | 7190.3065 | 8505.8948 | 8329.9905 | 9645.5788 | 29652.352 | 35025.6582 | 33871.3745 | 39244.6807 | 30025.1837 | 35398.4899 | 34244.2062 | 39617.5124
| 2007 | 2.16 | 0.0216 | 24.331 |  |  |  |  | new SFB | 9645.5788 | kWh |  | 9580.1704 | 11367.6546 | 11128.6541 | 12916.1383 | 9769.4381 | 11556.9223 | 11317.9218 | 13105.406 | 40288.5217 | 47589.2096 | 46020.8892 | 53321.5771 | 40795.0865 | 48095.7743 | 46527.454 | 53828.1419
| 2008 | 3.35 | 0.0335 | 25.1461 | [5 empty] | 289.657 | kg
| 2009 | 0.32 | 0.0032 | 25.2266 | [5 empty] | requiered storage volume: | 12.3001
| 2010 | 1.61 | 0.0161 | 25.6327 | [5 empty] | price | 7380.0432
| 2011 | 2.72 | 0.0272 | 26.3299 |  |  |  |  | kwh/kg | 33.3
| 2012 | 2.5 | 0.025 | 26.9882
| 2013 | 1.35 | 0.0135 | 27.3525 | 23875.0003 | [8 empty] | p | 27500000
| 2014 | 0.43 | 0.0043 | 27.4701 | 23977.6628 | [8 empty] | m [kg] | 289.657
| 2015 | 0.03 | 0.0003 | 27.4784 | 23984.8561 | [8 empty] | Rs | 4124.2
| 2016 | 0.24 | 0.0024 | 27.5443 | 24042.4198 | [8 empty] | T | 283.15
| 2017 | 1.54 | 0.0154 | 27.9685 | 24412.673
| 2018 | 1.73 | 0.0173 | 28.4523 | 24835.0123 | [8 empty] | V | 12.3001

## 1Price MNPU
discount rate | 0.04
Electricity production |  |  |  | Abundant electricity | [5 empty] | Scarce electricity
Electricity production MFH [kWh] | 63572.8569 |  |  |  | Expenditures | kWh | LCOE | 0.34597 |  |  | kWh demanded in total |  | 0.23761
LCOE over a time period of _ years | 20 |  |  | Year |  |  | total costs | 298905.6807 |  |  | 863975.8722 |  | 205287.9345
|  |  |  | 2050 | 194281.2185 |  |  |  |  | 194281.2185
|  |  |  | 1 | 7402.3568 | 61127.747 |  |  |  | 778.7437 | 61127.747
|  |  |  | 2 | 7117.6508 | 58776.6798 |  |  |  | 748.792 | 58776.6798
|  |  |  | 3 | 6843.895 | 56516.0383 |  |  |  | 719.9923 | 56516.0383
|  |  |  | 4 | 6580.6682 | 54342.3445 |  |  |  | 692.3003 | 54342.3445
|  |  |  | 5 | 6327.5656 | 52252.2544 |  |  |  | 665.6734 | 52252.2544
|  |  |  | 6 | 6084.1977 | 50242.5523 |  |  |  | 640.0705 | 50242.5523
|  |  |  | 7 | 5850.1901 | 48310.1464 |  |  |  | 615.4524 | 48310.1464
|  |  |  | 8 | 5625.1828 | 46452.0639 |  |  |  | 591.7812 | 46452.0639
|  |  |  | 9 | 5408.8296 | 44665.446 |  |  |  | 569.0204 | 44665.446
|  |  |  | 10 | 5200.7977 | 42947.5442 |  |  |  | 547.135 | 42947.5442
D1 |  |  |  | 11 | 5000.767 | 41295.7156 |  |  |  | 526.0913 | 41295.7156
rooftop PV investment [CHF/m2] | 200 |  |  | 12 | 4808.4298 | 39707.4189 |  |  |  | 505.857 | 39707.4189
rooftop area SFH [m2] | 81.385 |  |  | 13 | 4623.4902 | 38180.2104 |  |  |  | 486.401 | 38180.2104
rooftop area MFH [m2] | 219.7394 |  |  | 14 | 4445.6637 | 36711.7408 |  |  |  | 467.6933 | 36711.7408
costs rooftop PV SFH | 16276.9945 |  |  | 15 | 4274.6766 | 35299.7508 |  |  |  | 449.7051 | 35299.7508
costs rooftop PV MFH | 43947.8852 |  |  | 16 | 4110.266 | 33942.0681 |  |  |  | 432.4087 | 33942.0681
O&M per kWh [CHF/kWh] | 0.02 |  |  | 17 | 3952.1788 | 32636.6039 |  |  |  | 415.7776 | 32636.6039
|  |  |  | 18 | 3800.1719 | 31381.3499 |  |  |  | 399.7862 | 31381.3499
O&M costs [CHF] - MFH [CHF] | 1271.4571 |  |  | 19 | 3654.0115 | 30174.3749 |  |  |  | 384.4098 | 30174.3749
Lifetime of PV (rooftop and facade) [years] | 25 |  |  | 20 | 3513.4726 | 29013.822 |  |  |  | 369.6248 | 29013.822
facade PV investment [CHF/m2] | 200
facade area SFH [m2] | 25.5
facade area MFH [m2] | 67.6667
costs facade PV SFH | 5100
costs facade PV MFH | 13533.3333
D2
heat pump investment [CHF] - SFH | 36000
heat pump O&M [CHF/year] | 200
heat pump investment [CHF] - MFH | 136800
Lifetime of heat pumps [years] | 20
D3
D4
STORAGE
Battery
Required Battery [kWh] - each individual case is different | 162.4786
Costs per kWh [CHF/kWh] | 264.8148
battery pack costs [CHF] | 43026.7512
Installation cost per system [CHF] | 2000
Hardware costs (just once per battery system) [CHF] | 740
Total battery capital costs [CHF] | 45766.7512
O&M costs [CHF/kWh] | 1914.8128
Lifetime [years] | 15
[9 empty] | 0.66667 |  | 0.33333
source | Beccali |  | Zoulias [inflation adjusted] |  |  | Grosspietsch |  | cost reduction | 0.66667 | 1 | 0.33333 |  |  | Investment costs for storage:
| Electrolyzer |  | Storage tank |  |  | Fuel Cell |  |  | Electrolyzer | Storage | Fuel Cell |  |  | 148818.1876
equation | 7632.83 |  | Price based on "h2 tank" | 22687.6625 | price/kW | 6506 | [7 empty] | Share of whole costs
equation | -0.2762 |  |  |  | kW | 4.1333 | [7 empty] | 0.49788
kW Brütten | 14.5 |  | BOS | 2500 |  | -0.177
kW SFB | 4.8333 |  |  |  |  | 5060.9131
kW MFB | 9.6667 |  |  |  | total capital costs | 23675.4915 |  | Capital | 30947.6959 | 22687.6625 | 7891.8305
| 4078.9854 |  |  |  |  | 30 |  |  | 30 |  | 30
€ to CHF (https://www.finanzen.ch/waehrungsrechner/euro-schweizer-franken) | 1.1318 |  |  |  | BOS | 7102.6474 |  | BOS | 9284.3088 | 2500 | 2367.5491
TOTAL capital costs without inflation | 39430.1924 |  |  |  |  | 10 |  | % of capital costs | 5 | 3 | 10 | SUM
TOTAL capital costs with inflation and € to CHF | 46421.5438 |  | O&M GROSSPIETSCH: | 3 | O&M | 2367.5491 |  | O&M | 1547.3848 | 680.6299 | 789.183 | 3017.1977
BOS (% of capital costs) | 30 |  |  | 0 | Lifetime | 22
| 13926.4631 |  | Lifetime | 22
O&M (%) | 5
O&M/year | 2321.0772
Beccalli values: (backup) |  | Electrolyzer |  | Storage |  | Compressor |  | Battery O&M |  |  | Battery capital costs
|  | 7632.83 |  | 471.67 |  | 23823 |  |  | 322.48 |  | CHF | 7150
| kW | 10 | tons | 0.1 | kW | 10 |  |  | 141.76 |  | kWh | 13.5
|  | -0.2762 |  | -0.0896 |  | -0.4142 |  |  | 20.66 |  | CHF/kWh | 529.6296
| euros/kW | 4040.9697 | euros/kg | 579.7467 | euros/kW | 9179.0228 |  |  | 0.044503 |  | reduction in 2050 | 0.5
| total costs | 40409.6966 | total costs | 57974.6659 | total costs | 91790.2284 |  |  |  |  | 2050 price | 264.8148
| O&M (%) | 4 |  | 1 |  | 4 |  |  |  |  | hardware | 740
| O&M /year | 1616.3879 |  | 579.7467 |  | 3671.6091
| inflation in europe: https://de.inflation.eu/inflationsraten/europa/historische-inflation/hvpi-inflation-europa.aspx | [7 empty] | Storage tank
|  |  | factor | storage tank | electrolyzer | fuel cell | [6 empty] | New |  |  |  | Retrofit |  |  |  | New |  |  |  | Retrofit
|  |  | 100 | 22.8 | [5 empty] | factor | 0.736 |  | Progressive |  | Conservative |  | Progressive |  | Conservative |  | Progressive |  | Conservative |  | Progressive |  | Conservative
| 2005 | 2.2 | 0.022 | 23.3016 | [5 empty] | 600 | $/m3 |  | Urban | Rural | Urban | Rural | Urban | Rural | Urban | Rural | Urban | Rural | Urban | Rural | Urban | Rural | Urban | Rural
| 2006 | 2.21 | 0.0221 | 23.8166 | [8 empty] | 7051.0054 | 8366.5938 | 8190.6894 | 9506.2778 | 7190.3065 | 8505.8948 | 8329.9905 | 9645.5788 | 29652.352 | 35025.6582 | 33871.3745 | 39244.6807 | 30025.1837 | 35398.4899 | 34244.2062 | 39617.5124
| 2007 | 2.16 | 0.0216 | 24.331 |  |  |  |  | new SFB | 29652.352 | kWh |  | 9580.1704 | 11367.6546 | 11128.6541 | 12916.1383 | 9769.4381 | 11556.9223 | 11317.9218 | 13105.406 | 40288.5217 | 47589.2096 | 46020.8892 | 53321.5771 | 40795.0865 | 48095.7743 | 46527.454 | 53828.1419
| 2008 | 3.35 | 0.0335 | 25.1461 | [5 empty] | 890.461 | kg
| 2009 | 0.32 | 0.0032 | 25.2266 | [5 empty] | requiered storage volume: | 37.8128
| 2010 | 1.61 | 0.0161 | 25.6327 | [5 empty] | price | 22687.6625
| 2011 | 2.72 | 0.0272 | 26.3299 |  |  |  |  | kwh/kg | 33.3
| 2012 | 2.5 | 0.025 | 26.9882
| 2013 | 1.35 | 0.0135 | 27.3525 | 39430.1924 | [8 empty] | p | 27500000
| 2014 | 0.43 | 0.0043 | 27.4701 | 39599.7423 | [8 empty] | m [kg] | 890.461
| 2015 | 0.03 | 0.0003 | 27.4784 | 39611.6222 | [8 empty] | Rs | 4124.2
| 2016 | 0.24 | 0.0024 | 27.5443 | 39706.6901 | [8 empty] | T | 283.15
| 2017 | 1.54 | 0.0154 | 27.9685 | 40318.1731
| 2018 | 1.73 | 0.0173 | 28.4523 | 41015.6775 | [8 empty] | V | 37.8128

## 2Price MNPR
discount rate | 0.04
Electricity production |  |  |  | Abundant electricity | [5 empty] | Scarce electricity
Electricity production MFH [kWh] | 63572.8569 |  |  |  | Expenditures | kWh | LCOE | 0.36371 |  |  | kWh demanded in total |  | 0.26381
LCOE over a time period of _ years | 20 |  |  | Year |  |  | total costs | 314240.9277 |  |  | 863975.8722 |  | 227925.6801
|  |  |  | 2050 | 194281.2185 |  |  |  |  | 194281.2185
|  |  |  | 1 | 8487.3513 | 61127.747 |  |  |  | 2380.4023 | 61127.747
|  |  |  | 2 | 8160.9147 | 58776.6798 |  |  |  | 2288.8483 | 58776.6798
|  |  |  | 3 | 7847.0334 | 56516.0383 |  |  |  | 2200.8157 | 56516.0383
|  |  |  | 4 | 7545.2244 | 54342.3445 |  |  |  | 2116.169 | 54342.3445
|  |  |  | 5 | 7255.0235 | 52252.2544 |  |  |  | 2034.7778 | 52252.2544
|  |  |  | 6 | 6975.9841 | 50242.5523 |  |  |  | 1956.5172 | 50242.5523
|  |  |  | 7 | 6707.677 | 48310.1464 |  |  |  | 1881.2665 | 48310.1464
|  |  |  | 8 | 6449.6895 | 46452.0639 |  |  |  | 1808.9101 | 46452.0639
|  |  |  | 9 | 6201.6245 | 44665.446 |  |  |  | 1739.3366 | 44665.446
|  |  |  | 10 | 5963.1005 | 42947.5442 |  |  |  | 1672.4391 | 42947.5442
D1 |  |  |  | 11 | 5733.7504 | 41295.7156 |  |  |  | 1608.1145 | 41295.7156
rooftop PV investment [CHF/m2] | 200 |  |  | 12 | 5513.2216 | 39707.4189 |  |  |  | 1546.2639 | 39707.4189
rooftop area SFH [m2] | 81.385 |  |  | 13 | 5301.1746 | 38180.2104 |  |  |  | 1486.7922 | 38180.2104
rooftop area MFH [m2] | 219.7394 |  |  | 14 | 5097.2833 | 36711.7408 |  |  |  | 1429.6079 | 36711.7408
costs rooftop PV SFH | 16276.9945 |  |  | 15 | 4901.2339 | 35299.7508 |  |  |  | 1374.623 | 35299.7508
costs rooftop PV MFH | 43947.8852 |  |  | 16 | 4712.7249 | 33942.0681 |  |  |  | 1321.7529 | 33942.0681
O&M per kWh [CHF/kWh] | 0.02 |  |  | 17 | 4531.4663 | 32636.6039 |  |  |  | 1270.9162 | 32636.6039
|  |  |  | 18 | 4357.1791 | 31381.3499 |  |  |  | 1222.0348 | 31381.3499
O&M costs [CHF] - MFH [CHF] | 1271.4571 |  |  | 19 | 4189.5953 | 30174.3749 |  |  |  | 1175.0335 | 30174.3749
Lifetime of PV (rooftop and facade) [years] | 25 |  |  | 20 | 4028.457 | 29013.822 |  |  |  | 1129.8399 | 29013.822
facade PV investment [CHF/m2] | 200
facade area SFH [m2] | 25.5
facade area MFH [m2] | 67.6667
costs facade PV SFH | 5100
costs facade PV MFH | 13533.3333
D2
heat pump investment [CHF] - SFH | 36000
heat pump O&M [CHF/year] | 200
heat pump investment [CHF] - MFH | 136800
Lifetime of heat pumps [years] | 20
D3
D4
STORAGE
Battery
Required Battery [kWh] - each individual case is different | 191.9214
Costs per kWh [CHF/kWh] | 264.8148
battery pack costs [CHF] | 50823.634
Installation cost per system [CHF] | 2000
Hardware costs (just once per battery system) [CHF] | 740
Total battery capital costs [CHF] | 53563.634
O&M costs [CHF/kWh] | 2261.7962
Lifetime [years] | 15
[9 empty] | 0.66667 |  | 0.33333
source | Beccali |  | Zoulias [inflation adjusted] |  |  | Grosspietsch |  | cost reduction | 0.66667 | 1 | 0.33333 |  |  | Investment costs for storage:
| Electrolyzer |  | Storage tank |  |  | Fuel Cell |  |  | Electrolyzer | Storage | Fuel Cell |  |  | 165421.3646
equation | 7632.83 |  | Price based on "h2 tank" | 26798.8966 | price/kW | 6506 | [7 empty] | Share of whole costs
equation | -0.2762 |  |  |  | kW | 4.1333 | [7 empty] | 0.52642
kW Brütten | 14.5 |  | BOS | 2500 |  | -0.177
kW SFB | 4.8333 |  |  |  |  | 5060.9131
kW MFB | 9.6667 |  |  |  | total capital costs | 23675.4915 |  | Capital | 30947.6959 | 26798.8966 | 7891.8305
| 4078.9854 |  |  |  |  | 30 |  |  | 30 |  | 30
€ to CHF (https://www.finanzen.ch/waehrungsrechner/euro-schweizer-franken) | 1.1318 |  |  |  | BOS | 7102.6474 |  | BOS | 9284.3088 | 2500 | 2367.5491
TOTAL capital costs without inflation | 39430.1924 |  |  |  |  | 10 |  | % of capital costs | 5 | 3 | 10 | SUM
TOTAL capital costs with inflation and € to CHF | 46421.5438 |  | O&M GROSSPIETSCH: | 3 | O&M | 2367.5491 |  | O&M | 1547.3848 | 803.9669 | 789.183 | 3140.5347
BOS (% of capital costs) | 30 |  |  | 0 | Lifetime | 22
| 13926.4631 |  | Lifetime | 22
O&M (%) | 5
O&M/year | 2321.0772
Beccalli values: (backup) |  | Electrolyzer |  | Storage |  | Compressor |  | Battery O&M |  |  | Battery capital costs
|  | 7632.83 |  | 471.67 |  | 23823 |  |  | 322.48 |  | CHF | 7150
| kW | 10 | tons | 0.1 | kW | 10 |  |  | 141.76 |  | kWh | 13.5
|  | -0.2762 |  | -0.0896 |  | -0.4142 |  |  | 20.66 |  | CHF/kWh | 529.6296
| euros/kW | 4040.9697 | euros/kg | 579.7467 | euros/kW | 9179.0228 |  |  | 0.044503 |  | reduction in 2050 | 0.5
| total costs | 40409.6966 | total costs | 57974.6659 | total costs | 91790.2284 |  |  |  |  | 2050 price | 264.8148
| O&M (%) | 4 |  | 1 |  | 4 |  |  |  |  | hardware | 740
| O&M /year | 1616.3879 |  | 579.7467 |  | 3671.6091
| inflation in europe: https://de.inflation.eu/inflationsraten/europa/historische-inflation/hvpi-inflation-europa.aspx | [7 empty] | Storage tank
|  |  | factor | storage tank | electrolyzer | fuel cell | [6 empty] | New |  |  |  | Retrofit |  |  |  | New |  |  |  | Retrofit
|  |  | 100 | 22.8 | [5 empty] | factor | 0.736 |  | Progressive |  | Conservative |  | Progressive |  | Conservative |  | Progressive |  | Conservative |  | Progressive |  | Conservative
| 2005 | 2.2 | 0.022 | 23.3016 | [5 empty] | 600 | $/m3 |  | Urban | Rural | Urban | Rural | Urban | Rural | Urban | Rural | Urban | Rural | Urban | Rural | Urban | Rural | Urban | Rural
| 2006 | 2.21 | 0.0221 | 23.8166 | [8 empty] | 7051.0054 | 8366.5938 | 8190.6894 | 9506.2778 | 7190.3065 | 8505.8948 | 8329.9905 | 9645.5788 | 29652.352 | 35025.6582 | 33871.3745 | 39244.6807 | 30025.1837 | 35398.4899 | 34244.2062 | 39617.5124
| 2007 | 2.16 | 0.0216 | 24.331 |  |  |  |  | new SFB | 35025.6582 | kWh |  | 9580.1704 | 11367.6546 | 11128.6541 | 12916.1383 | 9769.4381 | 11556.9223 | 11317.9218 | 13105.406 | 40288.5217 | 47589.2096 | 46020.8892 | 53321.5771 | 40795.0865 | 48095.7743 | 46527.454 | 53828.1419
| 2008 | 3.35 | 0.0335 | 25.1461 | [5 empty] | 1051.8216 | kg
| 2009 | 0.32 | 0.0032 | 25.2266 | [5 empty] | requiered storage volume: | 44.6648
| 2010 | 1.61 | 0.0161 | 25.6327 | [5 empty] | price | 26798.8966
| 2011 | 2.72 | 0.0272 | 26.3299 |  |  |  |  | kwh/kg | 33.3
| 2012 | 2.5 | 0.025 | 26.9882
| 2013 | 1.35 | 0.0135 | 27.3525 | 39430.1924 | [8 empty] | p | 27500000
| 2014 | 0.43 | 0.0043 | 27.4701 | 39599.7423 | [8 empty] | m [kg] | 1051.8216
| 2015 | 0.03 | 0.0003 | 27.4784 | 39611.6222 | [8 empty] | Rs | 4124.2
| 2016 | 0.24 | 0.0024 | 27.5443 | 39706.6901 | [8 empty] | T | 283.15
| 2017 | 1.54 | 0.0154 | 27.9685 | 40318.1731
| 2018 | 1.73 | 0.0173 | 28.4523 | 41015.6775 | [8 empty] | V | 44.6648

## 3Price MNCU
discount rate | 0.04
Electricity production |  |  |  | Abundant electricity | [5 empty] | Scarce electricity
Electricity production MFH [kWh] | 63572.8569 |  |  |  | Expenditures | kWh | LCOE | 0.3599 |  |  | kWh demanded in total |  | 0.25818
LCOE over a time period of _ years | 20 |  |  | Year |  |  | total costs | 310946.6382 |  |  | 863975.8722 |  | 223062.6813
|  |  |  | 2050 | 194281.2185 |  |  |  |  | 194281.2185
|  |  |  | 1 | 8254.2748 | 61127.747 |  |  |  | 2036.3369 | 61127.747
|  |  |  | 2 | 7936.8027 | 58776.6798 |  |  |  | 1958.0163 | 58776.6798
|  |  |  | 3 | 7631.541 | 56516.0383 |  |  |  | 1882.708 | 56516.0383
|  |  |  | 4 | 7338.0202 | 54342.3445 |  |  |  | 1810.2961 | 54342.3445
|  |  |  | 5 | 7055.7887 | 52252.2544 |  |  |  | 1740.6693 | 52252.2544
|  |  |  | 6 | 6784.4122 | 50242.5523 |  |  |  | 1673.7205 | 50242.5523
|  |  |  | 7 | 6523.4733 | 48310.1464 |  |  |  | 1609.3467 | 48310.1464
|  |  |  | 8 | 6272.5704 | 46452.0639 |  |  |  | 1547.4487 | 46452.0639
|  |  |  | 9 | 6031.3177 | 44665.446 |  |  |  | 1487.9314 | 44665.446
|  |  |  | 10 | 5799.344 | 42947.5442 |  |  |  | 1430.7033 | 42947.5442
D1 |  |  |  | 11 | 5576.2923 | 41295.7156 |  |  |  | 1375.6763 | 41295.7156
rooftop PV investment [CHF/m2] | 200 |  |  | 12 | 5361.8195 | 39707.4189 |  |  |  | 1322.7656 | 39707.4189
rooftop area SFH [m2] | 81.385 |  |  | 13 | 5155.5957 | 38180.2104 |  |  |  | 1271.89 | 38180.2104
rooftop area MFH [m2] | 219.7394 |  |  | 14 | 4957.3035 | 36711.7408 |  |  |  | 1222.9712 | 36711.7408
costs rooftop PV SFH | 16276.9945 |  |  | 15 | 4766.638 | 35299.7508 |  |  |  | 1175.9338 | 35299.7508
costs rooftop PV MFH | 43947.8852 |  |  | 16 | 4583.3058 | 33942.0681 |  |  |  | 1130.7056 | 33942.0681
O&M per kWh [CHF/kWh] | 0.02 |  |  | 17 | 4407.0248 | 32636.6039 |  |  |  | 1087.2169 | 32636.6039
|  |  |  | 18 | 4237.5238 | 31381.3499 |  |  |  | 1045.4009 | 31381.3499
O&M costs [CHF] - MFH [CHF] | 1271.4571 |  |  | 19 | 4074.5422 | 30174.3749 |  |  |  | 1005.1932 | 30174.3749
Lifetime of PV (rooftop and facade) [years] | 25 |  |  | 20 | 3917.829 | 29013.822 |  |  |  | 966.5319 | 29013.822
facade PV investment [CHF/m2] | 200
facade area SFH [m2] | 25.5
facade area MFH [m2] | 67.6667
costs facade PV SFH | 5100
costs facade PV MFH | 13533.3333
D2
heat pump investment [CHF] - SFH | 36000
heat pump O&M [CHF/year] | 200
heat pump investment [CHF] - MFH | 136800
Lifetime of heat pumps [years] | 20
D3
D4
STORAGE
Battery
Required Battery [kWh] - each individual case is different | 185.5966
Costs per kWh [CHF/kWh] | 264.8148
battery pack costs [CHF] | 49148.722
Installation cost per system [CHF] | 2000
Hardware costs (just once per battery system) [CHF] | 740
Total battery capital costs [CHF] | 51888.722
O&M costs [CHF/kWh] | 2187.2579
Lifetime [years] | 15
[9 empty] | 0.66667 |  | 0.33333
source | Beccali |  | Zoulias [inflation adjusted] |  |  | Grosspietsch |  | cost reduction | 0.66667 | 1 | 0.33333 |  |  | Investment costs for storage:
| Electrolyzer |  | Storage tank |  |  | Fuel Cell |  |  | Electrolyzer | Storage | Fuel Cell |  |  | 161854.7007
equation | 7632.83 |  | Price based on "h2 tank" | 25915.7288 | price/kW | 6506 | [7 empty] | Share of whole costs
equation | -0.2762 |  |  |  | kW | 4.1333 | [7 empty] | 0.52052
kW Brütten | 14.5 |  | BOS | 2500 |  | -0.177
kW SFB | 4.8333 |  |  |  |  | 5060.9131
kW MFB | 9.6667 |  |  |  | total capital costs | 23675.4915 |  | Capital | 30947.6959 | 25915.7288 | 7891.8305
| 4078.9854 |  |  |  |  | 30 |  |  | 30 |  | 30
€ to CHF (https://www.finanzen.ch/waehrungsrechner/euro-schweizer-franken) | 1.1318 |  |  |  | BOS | 7102.6474 |  | BOS | 9284.3088 | 2500 | 2367.5491
TOTAL capital costs without inflation | 39430.1924 |  |  |  |  | 10 |  | % of capital costs | 5 | 3 | 10 | SUM
TOTAL capital costs with inflation and € to CHF | 46421.5438 |  | O&M GROSSPIETSCH: | 3 | O&M | 2367.5491 |  | O&M | 1547.3848 | 777.4719 | 789.183 | 3114.0397
BOS (% of capital costs) | 30 |  |  | 0 | Lifetime | 22
| 13926.4631 |  | Lifetime | 22
O&M (%) | 5
O&M/year | 2321.0772
Beccalli values: (backup) |  | Electrolyzer |  | Storage |  | Compressor |  | Battery O&M |  |  | Battery capital costs
|  | 7632.83 |  | 471.67 |  | 23823 |  |  | 322.48 |  | CHF | 7150
| kW | 10 | tons | 0.1 | kW | 10 |  |  | 141.76 |  | kWh | 13.5
|  | -0.2762 |  | -0.0896 |  | -0.4142 |  |  | 20.66 |  | CHF/kWh | 529.6296
| euros/kW | 4040.9697 | euros/kg | 579.7467 | euros/kW | 9179.0228 |  |  | 0.044503 |  | reduction in 2050 | 0.5
| total costs | 40409.6966 | total costs | 57974.6659 | total costs | 91790.2284 |  |  |  |  | 2050 price | 264.8148
| O&M (%) | 4 |  | 1 |  | 4 |  |  |  |  | hardware | 740
| O&M /year | 1616.3879 |  | 579.7467 |  | 3671.6091
| inflation in europe: https://de.inflation.eu/inflationsraten/europa/historische-inflation/hvpi-inflation-europa.aspx | [7 empty] | Storage tank
|  |  | factor | storage tank | electrolyzer | fuel cell | [6 empty] | New |  |  |  | Retrofit |  |  |  | New |  |  |  | Retrofit
|  |  | 100 | 22.8 | [5 empty] | factor | 0.736 |  | Progressive |  | Conservative |  | Progressive |  | Conservative |  | Progressive |  | Conservative |  | Progressive |  | Conservative
| 2005 | 2.2 | 0.022 | 23.3016 | [5 empty] | 600 | $/m3 |  | Urban | Rural | Urban | Rural | Urban | Rural | Urban | Rural | Urban | Rural | Urban | Rural | Urban | Rural | Urban | Rural
| 2006 | 2.21 | 0.0221 | 23.8166 | [8 empty] | 7051.0054 | 8366.5938 | 8190.6894 | 9506.2778 | 7190.3065 | 8505.8948 | 8329.9905 | 9645.5788 | 29652.352 | 35025.6582 | 33871.3745 | 39244.6807 | 30025.1837 | 35398.4899 | 34244.2062 | 39617.5124
| 2007 | 2.16 | 0.0216 | 24.331 |  |  |  |  | new SFB | 33871.3745 | kWh |  | 9580.1704 | 11367.6546 | 11128.6541 | 12916.1383 | 9769.4381 | 11556.9223 | 11317.9218 | 13105.406 | 40288.5217 | 47589.2096 | 46020.8892 | 53321.5771 | 40795.0865 | 48095.7743 | 46527.454 | 53828.1419
| 2008 | 3.35 | 0.0335 | 25.1461 | [5 empty] | 1017.1584 | kg
| 2009 | 0.32 | 0.0032 | 25.2266 | [5 empty] | requiered storage volume: | 43.1929
| 2010 | 1.61 | 0.0161 | 25.6327 | [5 empty] | price | 25915.7288
| 2011 | 2.72 | 0.0272 | 26.3299 |  |  |  |  | kwh/kg | 33.3
| 2012 | 2.5 | 0.025 | 26.9882
| 2013 | 1.35 | 0.0135 | 27.3525 | 39430.1924 | [8 empty] | p | 27500000
| 2014 | 0.43 | 0.0043 | 27.4701 | 39599.7423 | [8 empty] | m [kg] | 1017.1584
| 2015 | 0.03 | 0.0003 | 27.4784 | 39611.6222 | [8 empty] | Rs | 4124.2
| 2016 | 0.24 | 0.0024 | 27.5443 | 39706.6901 | [8 empty] | T | 283.15
| 2017 | 1.54 | 0.0154 | 27.9685 | 40318.1731
| 2018 | 1.73 | 0.0173 | 28.4523 | 41015.6775 | [8 empty] | V | 43.1929

## 4Price MNCR
discount rate | 0.04
Electricity production |  |  |  | Abundant electricity | [5 empty] | Scarce electricity
Electricity production MFH [kWh] | 63572.8569 |  |  |  | Expenditures | kWh | LCOE | 0.37765 |  |  | kWh demanded in total |  | 0.28438
LCOE over a time period of _ years | 20 |  |  | Year |  |  | total costs | 326281.8851 |  |  | 863975.8722 |  | 245700.4268
|  |  |  | 2050 | 194281.2185 |  |  |  |  | 194281.2185
|  |  |  | 1 | 9339.2693 | 61127.747 |  |  |  | 3637.9955 | 61127.747
|  |  |  | 2 | 8980.0667 | 58776.6798 |  |  |  | 3498.0726 | 58776.6798
|  |  |  | 3 | 8634.6795 | 56516.0383 |  |  |  | 3363.5314 | 56516.0383
|  |  |  | 4 | 8302.5764 | 54342.3445 |  |  |  | 3234.1648 | 54342.3445
|  |  |  | 5 | 7983.2466 | 52252.2544 |  |  |  | 3109.7738 | 52252.2544
|  |  |  | 6 | 7676.1986 | 50242.5523 |  |  |  | 2990.1671 | 50242.5523
|  |  |  | 7 | 7380.9602 | 48310.1464 |  |  |  | 2875.1607 | 48310.1464
|  |  |  | 8 | 7097.0771 | 46452.0639 |  |  |  | 2764.5776 | 46452.0639
|  |  |  | 9 | 6824.1126 | 44665.446 |  |  |  | 2658.2477 | 44665.446
|  |  |  | 10 | 6561.6467 | 42947.5442 |  |  |  | 2556.0074 | 42947.5442
D1 |  |  |  | 11 | 6309.2757 | 41295.7156 |  |  |  | 2457.6994 | 41295.7156
rooftop PV investment [CHF/m2] | 200 |  |  | 12 | 6066.6113 | 39707.4189 |  |  |  | 2363.1725 | 39707.4189
rooftop area SFH [m2] | 81.385 |  |  | 13 | 5833.2801 | 38180.2104 |  |  |  | 2272.2813 | 38180.2104
rooftop area MFH [m2] | 219.7394 |  |  | 14 | 5608.9231 | 36711.7408 |  |  |  | 2184.8858 | 36711.7408
costs rooftop PV SFH | 16276.9945 |  |  | 15 | 5393.1953 | 35299.7508 |  |  |  | 2100.8518 | 35299.7508
costs rooftop PV MFH | 43947.8852 |  |  | 16 | 5185.7647 | 33942.0681 |  |  |  | 2020.0498 | 33942.0681
O&M per kWh [CHF/kWh] | 0.02 |  |  | 17 | 4986.3122 | 32636.6039 |  |  |  | 1942.3556 | 32636.6039
|  |  |  | 18 | 4794.531 | 31381.3499 |  |  |  | 1867.6496 | 31381.3499
O&M costs [CHF] - MFH [CHF] | 1271.4571 |  |  | 19 | 4610.126 | 30174.3749 |  |  |  | 1795.8169 | 30174.3749
Lifetime of PV (rooftop and facade) [years] | 25 |  |  | 20 | 4432.8134 | 29013.822 |  |  |  | 1726.747 | 29013.822
facade PV investment [CHF/m2] | 200
facade area SFH [m2] | 25.5
facade area MFH [m2] | 67.6667
costs facade PV SFH | 5100
costs facade PV MFH | 13533.3333
D2
heat pump investment [CHF] - SFH | 36000
heat pump O&M [CHF/year] | 200
heat pump investment [CHF] - MFH | 136800
Lifetime of heat pumps [years] | 20
D3
D4
STORAGE
Battery
Required Battery [kWh] - each individual case is different | 215.0393
Costs per kWh [CHF/kWh] | 264.8148
battery pack costs [CHF] | 56945.6047
Installation cost per system [CHF] | 2000
Hardware costs (just once per battery system) [CHF] | 740
Total battery capital costs [CHF] | 59685.6047
O&M costs [CHF/kWh] | 2534.2413
Lifetime [years] | 15
[9 empty] | 0.66667 |  | 0.33333
source | Beccali |  | Zoulias [inflation adjusted] |  |  | Grosspietsch |  | cost reduction | 0.66667 | 1 | 0.33333 |  |  | Investment costs for storage:
| Electrolyzer |  | Storage tank |  |  | Fuel Cell |  |  | Electrolyzer | Storage | Fuel Cell |  |  | 178457.8777
equation | 7632.83 |  | Price based on "h2 tank" | 30026.9629 | price/kW | 6506 | [7 empty] | Share of whole costs
equation | -0.2762 |  |  |  | kW | 4.1333 | [7 empty] | 0.54694
kW Brütten | 14.5 |  | BOS | 2500 |  | -0.177
kW SFB | 4.8333 |  |  |  |  | 5060.9131
kW MFB | 9.6667 |  |  |  | total capital costs | 23675.4915 |  | Capital | 30947.6959 | 30026.9629 | 7891.8305
| 4078.9854 |  |  |  |  | 30 |  |  | 30 |  | 30
€ to CHF (https://www.finanzen.ch/waehrungsrechner/euro-schweizer-franken) | 1.1318 |  |  |  | BOS | 7102.6474 |  | BOS | 9284.3088 | 2500 | 2367.5491
TOTAL capital costs without inflation | 39430.1924 |  |  |  |  | 10 |  | % of capital costs | 5 | 3 | 10 | SUM
TOTAL capital costs with inflation and € to CHF | 46421.5438 |  | O&M GROSSPIETSCH: | 3 | O&M | 2367.5491 |  | O&M | 1547.3848 | 900.8089 | 789.183 | 3237.3767
BOS (% of capital costs) | 30 |  |  | 0 | Lifetime | 22
| 13926.4631 |  | Lifetime | 22
O&M (%) | 5
O&M/year | 2321.0772
Beccalli values: (backup) |  | Electrolyzer |  | Storage |  | Compressor |  | Battery O&M |  |  | Battery capital costs
|  | 7632.83 |  | 471.67 |  | 23823 |  |  | 322.48 |  | CHF | 7150
| kW | 10 | tons | 0.1 | kW | 10 |  |  | 141.76 |  | kWh | 13.5
|  | -0.2762 |  | -0.0896 |  | -0.4142 |  |  | 20.66 |  | CHF/kWh | 529.6296
| euros/kW | 4040.9697 | euros/kg | 579.7467 | euros/kW | 9179.0228 |  |  | 0.044503 |  | reduction in 2050 | 0.5
| total costs | 40409.6966 | total costs | 57974.6659 | total costs | 91790.2284 |  |  |  |  | 2050 price | 264.8148
| O&M (%) | 4 |  | 1 |  | 4 |  |  |  |  | hardware | 740
| O&M /year | 1616.3879 |  | 579.7467 |  | 3671.6091
| inflation in europe: https://de.inflation.eu/inflationsraten/europa/historische-inflation/hvpi-inflation-europa.aspx | [7 empty] | Storage tank
|  |  | factor | storage tank | electrolyzer | fuel cell | [6 empty] | New |  |  |  | Retrofit |  |  |  | New |  |  |  | Retrofit
|  |  | 100 | 22.8 | [5 empty] | factor | 0.736 |  | Progressive |  | Conservative |  | Progressive |  | Conservative |  | Progressive |  | Conservative |  | Progressive |  | Conservative
| 2005 | 2.2 | 0.022 | 23.3016 | [5 empty] | 600 | $/m3 |  | Urban | Rural | Urban | Rural | Urban | Rural | Urban | Rural | Urban | Rural | Urban | Rural | Urban | Rural | Urban | Rural
| 2006 | 2.21 | 0.0221 | 23.8166 | [8 empty] | 7051.0054 | 8366.5938 | 8190.6894 | 9506.2778 | 7190.3065 | 8505.8948 | 8329.9905 | 9645.5788 | 29652.352 | 35025.6582 | 33871.3745 | 39244.6807 | 30025.1837 | 35398.4899 | 34244.2062 | 39617.5124
| 2007 | 2.16 | 0.0216 | 24.331 |  |  |  |  | new SFB | 39244.6807 | kWh |  | 9580.1704 | 11367.6546 | 11128.6541 | 12916.1383 | 9769.4381 | 11556.9223 | 11317.9218 | 13105.406 | 40288.5217 | 47589.2096 | 46020.8892 | 53321.5771 | 40795.0865 | 48095.7743 | 46527.454 | 53828.1419
| 2008 | 3.35 | 0.0335 | 25.1461 | [5 empty] | 1178.5189 | kg
| 2009 | 0.32 | 0.0032 | 25.2266 | [5 empty] | requiered storage volume: | 50.0449
| 2010 | 1.61 | 0.0161 | 25.6327 | [5 empty] | price | 30026.9629
| 2011 | 2.72 | 0.0272 | 26.3299 |  |  |  |  | kwh/kg | 33.3
| 2012 | 2.5 | 0.025 | 26.9882
| 2013 | 1.35 | 0.0135 | 27.3525 | 39430.1924 | [8 empty] | p | 27500000
| 2014 | 0.43 | 0.0043 | 27.4701 | 39599.7423 | [8 empty] | m [kg] | 1178.5189
| 2015 | 0.03 | 0.0003 | 27.4784 | 39611.6222 | [8 empty] | Rs | 4124.2
| 2016 | 0.24 | 0.0024 | 27.5443 | 39706.6901 | [8 empty] | T | 283.15
| 2017 | 1.54 | 0.0154 | 27.9685 | 40318.1731
| 2018 | 1.73 | 0.0173 | 28.4523 | 41015.6775 | [8 empty] | V | 50.0449

## 5Price MRPU
discount rate | 0.04
Electricity production |  |  |  | Abundant electricity | [5 empty] | Scarce electricity
Electricity production MFH [kWh] | 47596.5701 |  |  |  | Expenditures | kWh | LCOE | 0.43664 |  |  | kWh demanded in total |  | 0.34472
LCOE over a time period of _ years | 20 |  |  | Year |  |  | total costs | 282442.906 |  |  | 646852.9206 |  | 222985.9077
|  |  |  | 2050 | 181096.853 |  |  |  |  | 181096.853
|  |  |  | 1 | 7170.4038 | 45765.9328 |  |  |  | 2963.7211 | 45765.9328
|  |  |  | 2 | 6894.6191 | 44005.7046 |  |  |  | 2849.7318 | 44005.7046
|  |  |  | 3 | 6629.4414 | 42313.1775 |  |  |  | 2740.1268 | 42313.1775
|  |  |  | 4 | 6374.4629 | 40685.7476 |  |  |  | 2634.7373 | 40685.7476
|  |  |  | 5 | 6129.2912 | 39120.9112 |  |  |  | 2533.4012 | 39120.9112
|  |  |  | 6 | 5893.5493 | 37616.2607 |  |  |  | 2435.9627 | 37616.2607
|  |  |  | 7 | 5666.8743 | 36169.4815 |  |  |  | 2342.2719 | 36169.4815
|  |  |  | 8 | 5448.9176 | 34778.3476 |  |  |  | 2252.1845 | 34778.3476
|  |  |  | 9 | 5239.3438 | 33440.7188 |  |  |  | 2165.562 | 33440.7188
|  |  |  | 10 | 5037.8306 | 32154.5373 |  |  |  | 2082.2711 | 32154.5373
D1 |  |  |  | 11 | 4844.0679 | 30917.8243 |  |  |  | 2002.1838 | 30917.8243
rooftop PV investment [CHF/m2] | 200 |  |  | 12 | 4657.7576 | 29728.6773 |  |  |  | 1925.1767 | 29728.6773
rooftop area SFH [m2] | 81.385 |  |  | 13 | 4478.6131 | 28585.2666 |  |  |  | 1851.1315 | 28585.2666
rooftop area MFH [m2] | 153.8176 |  |  | 14 | 4306.3587 | 27485.8333 |  |  |  | 1779.9341 | 27485.8333
costs rooftop PV SFH | 16276.9945 |  |  | 15 | 4140.7295 | 26428.6858 |  |  |  | 1711.4751 | 26428.6858
costs rooftop PV MFH | 30763.5196 |  |  | 16 | 3981.4707 | 25412.1979 |  |  |  | 1645.6491 | 25412.1979
O&M per kWh [CHF/kWh] | 0.02 |  |  | 17 | 3828.3372 | 24434.8057 |  |  |  | 1582.3549 | 24434.8057
|  |  |  | 18 | 3681.0935 | 23495.0055 |  |  |  | 1521.4951 | 23495.0055
O&M costs [CHF] - MFH [CHF] | 951.9314 |  |  | 19 | 3539.513 | 22591.3514 |  |  |  | 1462.9761 | 22591.3514
Lifetime of PV (rooftop and facade) [years] | 25 |  |  | 20 | 3403.3778 | 21722.4533 |  |  |  | 1406.7078 | 21722.4533
facade PV investment [CHF/m2] | 200
facade area SFH [m2] | 25.5
facade area MFH [m2] | 67.6667
costs facade PV SFH | 5100
costs facade PV MFH | 13533.3333
D2
heat pump investment [CHF] - SFH | 36000
heat pump O&M [CHF/year] | 200
heat pump investment [CHF] - MFH | 136800
Lifetime of heat pumps [years] | 20
D3
D4
STORAGE
Battery
Required Battery [kWh] - each individual case is different | 164.5216
Costs per kWh [CHF/kWh] | 264.8148
battery pack costs [CHF] | 43567.7449
Installation cost per system [CHF] | 2000
Hardware costs (just once per battery system) [CHF] | 740
Total battery capital costs [CHF] | 46307.7449
O&M costs [CHF/kWh] | 1938.8885
Lifetime [years] | 15
[9 empty] | 0.66667 |  | 0.33333
source | Beccali |  | Zoulias [inflation adjusted] |  |  | Grosspietsch |  | cost reduction | 0.66667 | 1 | 0.33333 |  |  | Investment costs for storage:
| Electrolyzer |  | Storage tank |  |  | Fuel Cell |  |  | Electrolyzer | Storage | Fuel Cell |  |  | 149970.2139
equation | 7632.83 |  | Price based on "h2 tank" | 22972.9242 | price/kW | 6506 | [7 empty] | Share of whole costs
equation | -0.2762 |  |  |  | kW | 4.1333 | [7 empty] | 0.53098
kW Brütten | 14.5 |  | BOS | 2500 |  | -0.177
kW SFB | 4.8333 |  |  |  |  | 5060.9131
kW MFB | 9.6667 |  |  |  | total capital costs | 23675.4915 |  | Capital | 30947.6959 | 22972.9242 | 7891.8305
| 4078.9854 |  |  |  |  | 30 |  |  | 30 |  | 30
€ to CHF (https://www.finanzen.ch/waehrungsrechner/euro-schweizer-franken) | 1.1318 |  |  |  | BOS | 7102.6474 |  | BOS | 9284.3088 | 2500 | 2367.5491
TOTAL capital costs without inflation | 39430.1924 |  |  |  |  | 10 |  | % of capital costs | 5 | 3 | 10 | SUM
TOTAL capital costs with inflation and € to CHF | 46421.5438 |  | O&M GROSSPIETSCH: | 3 | O&M | 2367.5491 |  | O&M | 1547.3848 | 689.1877 | 789.183 | 3025.7556
BOS (% of capital costs) | 30 |  |  | 0 | Lifetime | 22
| 13926.4631 |  | Lifetime | 22
O&M (%) | 5
O&M/year | 2321.0772
Beccalli values: (backup) |  | Electrolyzer |  | Storage |  | Compressor |  | Battery O&M |  |  | Battery capital costs
|  | 7632.83 |  | 471.67 |  | 23823 |  |  | 322.48 |  | CHF | 7150
| kW | 10 | tons | 0.1 | kW | 10 |  |  | 141.76 |  | kWh | 13.5
|  | -0.2762 |  | -0.0896 |  | -0.4142 |  |  | 20.66 |  | CHF/kWh | 529.6296
| euros/kW | 4040.9697 | euros/kg | 579.7467 | euros/kW | 9179.0228 |  |  | 0.044503 |  | reduction in 2050 | 0.5
| total costs | 40409.6966 | total costs | 57974.6659 | total costs | 91790.2284 |  |  |  |  | 2050 price | 264.8148
| O&M (%) | 4 |  | 1 |  | 4 |  |  |  |  | hardware | 740
| O&M /year | 1616.3879 |  | 579.7467 |  | 3671.6091
| inflation in europe: https://de.inflation.eu/inflationsraten/europa/historische-inflation/hvpi-inflation-europa.aspx | [7 empty] | Storage tank
|  |  | factor | storage tank | electrolyzer | fuel cell | [6 empty] | New |  |  |  | Retrofit |  |  |  | New |  |  |  | Retrofit
|  |  | 100 | 22.8 | [5 empty] | factor | 0.736 |  | Progressive |  | Conservative |  | Progressive |  | Conservative |  | Progressive |  | Conservative |  | Progressive |  | Conservative
| 2005 | 2.2 | 0.022 | 23.3016 | [5 empty] | 600 | $/m3 |  | Urban | Rural | Urban | Rural | Urban | Rural | Urban | Rural | Urban | Rural | Urban | Rural | Urban | Rural | Urban | Rural
| 2006 | 2.21 | 0.0221 | 23.8166 | [8 empty] | 7051.0054 | 8366.5938 | 8190.6894 | 9506.2778 | 7190.3065 | 8505.8948 | 8329.9905 | 9645.5788 | 29652.352 | 35025.6582 | 33871.3745 | 39244.6807 | 30025.1837 | 35398.4899 | 34244.2062 | 39617.5124
| 2007 | 2.16 | 0.0216 | 24.331 |  |  |  |  | new SFB | 30025.1837 | kWh |  | 9580.1704 | 11367.6546 | 11128.6541 | 12916.1383 | 9769.4381 | 11556.9223 | 11317.9218 | 13105.406 | 40288.5217 | 47589.2096 | 46020.8892 | 53321.5771 | 40795.0865 | 48095.7743 | 46527.454 | 53828.1419
| 2008 | 3.35 | 0.0335 | 25.1461 | [5 empty] | 901.6572 | kg
| 2009 | 0.32 | 0.0032 | 25.2266 | [5 empty] | requiered storage volume: | 38.2882
| 2010 | 1.61 | 0.0161 | 25.6327 | [5 empty] | price | 22972.9242
| 2011 | 2.72 | 0.0272 | 26.3299 |  |  |  |  | kwh/kg | 33.3
| 2012 | 2.5 | 0.025 | 26.9882
| 2013 | 1.35 | 0.0135 | 27.3525 | 39430.1924 | [8 empty] | p | 27500000
| 2014 | 0.43 | 0.0043 | 27.4701 | 39599.7423 | [8 empty] | m [kg] | 901.6572
| 2015 | 0.03 | 0.0003 | 27.4784 | 39611.6222 | [8 empty] | Rs | 4124.2
| 2016 | 0.24 | 0.0024 | 27.5443 | 39706.6901 | [8 empty] | T | 283.15
| 2017 | 1.54 | 0.0154 | 27.9685 | 40318.1731
| 2018 | 1.73 | 0.0173 | 28.4523 | 41015.6775 | [8 empty] | V | 38.2882

## 6Price MRPR
discount rate | 0.04
Electricity production |  |  |  | Abundant electricity | [5 empty] | Scarce electricity
Electricity production MFH [kWh] | 47596.5701 |  |  |  | Expenditures | kWh | LCOE | 0.46035 |  |  | kWh demanded in total |  | 0.37972
LCOE over a time period of _ years | 20 |  |  | Year |  |  | total costs | 297778.1529 |  |  | 646852.9206 |  | 245623.6532
|  |  |  | 2050 | 181096.853 |  |  |  |  | 181096.853
|  |  |  | 1 | 8255.3983 | 45765.9328 |  |  |  | 4565.3797 | 45765.9328
|  |  |  | 2 | 7937.883 | 44005.7046 |  |  |  | 4389.7882 | 44005.7046
|  |  |  | 3 | 7632.5798 | 42313.1775 |  |  |  | 4220.9502 | 42313.1775
|  |  |  | 4 | 7339.0191 | 40685.7476 |  |  |  | 4058.6059 | 40685.7476
|  |  |  | 5 | 7056.7491 | 39120.9112 |  |  |  | 3902.5057 | 39120.9112
|  |  |  | 6 | 6785.3357 | 37616.2607 |  |  |  | 3752.4093 | 37616.2607
|  |  |  | 7 | 6524.3612 | 36169.4815 |  |  |  | 3608.0859 | 36169.4815
|  |  |  | 8 | 6273.4243 | 34778.3476 |  |  |  | 3469.3134 | 34778.3476
|  |  |  | 9 | 6032.1387 | 33440.7188 |  |  |  | 3335.8782 | 33440.7188
|  |  |  | 10 | 5800.1334 | 32154.5373 |  |  |  | 3207.5752 | 32154.5373
D1 |  |  |  | 11 | 5577.0513 | 30917.8243 |  |  |  | 3084.207 | 30917.8243
rooftop PV investment [CHF/m2] | 200 |  |  | 12 | 5362.5493 | 29728.6773 |  |  |  | 2965.5836 | 29728.6773
rooftop area SFH [m2] | 81.385 |  |  | 13 | 5156.2975 | 28585.2666 |  |  |  | 2851.5227 | 28585.2666
rooftop area MFH [m2] | 153.8176 |  |  | 14 | 4957.9783 | 27485.8333 |  |  |  | 2741.8488 | 27485.8333
costs rooftop PV SFH | 16276.9945 |  |  | 15 | 4767.2868 | 26428.6858 |  |  |  | 2636.393 | 26428.6858
costs rooftop PV MFH | 30763.5196 |  |  | 16 | 4583.9297 | 25412.1979 |  |  |  | 2534.9933 | 25412.1979
O&M per kWh [CHF/kWh] | 0.02 |  |  | 17 | 4407.6247 | 24434.8057 |  |  |  | 2437.4936 | 24434.8057
|  |  |  | 18 | 4238.1006 | 23495.0055 |  |  |  | 2343.7438 | 23495.0055
O&M costs [CHF] - MFH [CHF] | 951.9314 |  |  | 19 | 4075.0968 | 22591.3514 |  |  |  | 2253.5998 | 22591.3514
Lifetime of PV (rooftop and facade) [years] | 25 |  |  | 20 | 3918.3623 | 21722.4533 |  |  |  | 2166.9229 | 21722.4533
facade PV investment [CHF/m2] | 200
facade area SFH [m2] | 25.5
facade area MFH [m2] | 67.6667
costs facade PV SFH | 5100
costs facade PV MFH | 13533.3333
D2
heat pump investment [CHF] - SFH | 36000
heat pump O&M [CHF/year] | 200
heat pump investment [CHF] - MFH | 136800
Lifetime of heat pumps [years] | 20
D3
D4
STORAGE
Battery
Required Battery [kWh] - each individual case is different | 193.9643
Costs per kWh [CHF/kWh] | 264.8148
battery pack costs [CHF] | 51364.6277
Installation cost per system [CHF] | 2000
Hardware costs (just once per battery system) [CHF] | 740
Total battery capital costs [CHF] | 54104.6277
O&M costs [CHF/kWh] | 2285.872
Lifetime [years] | 15
[9 empty] | 0.66667 |  | 0.33333
source | Beccali |  | Zoulias [inflation adjusted] |  |  | Grosspietsch |  | cost reduction | 0.66667 | 1 | 0.33333 |  |  | Investment costs for storage:
| Electrolyzer |  | Storage tank |  |  | Fuel Cell |  |  | Electrolyzer | Storage | Fuel Cell |  |  | 166573.3909
equation | 7632.83 |  | Price based on "h2 tank" | 27084.1582 | price/kW | 6506 | [7 empty] | Share of whole costs
equation | -0.2762 |  |  |  | kW | 4.1333 | [7 empty] | 0.55939
kW Brütten | 14.5 |  | BOS | 2500 |  | -0.177
kW SFB | 4.8333 |  |  |  |  | 5060.9131
kW MFB | 9.6667 |  |  |  | total capital costs | 23675.4915 |  | Capital | 30947.6959 | 27084.1582 | 7891.8305
| 4078.9854 |  |  |  |  | 30 |  |  | 30 |  | 30
€ to CHF (https://www.finanzen.ch/waehrungsrechner/euro-schweizer-franken) | 1.1318 |  |  |  | BOS | 7102.6474 |  | BOS | 9284.3088 | 2500 | 2367.5491
TOTAL capital costs without inflation | 39430.1924 |  |  |  |  | 10 |  | % of capital costs | 5 | 3 | 10 | SUM
TOTAL capital costs with inflation and € to CHF | 46421.5438 |  | O&M GROSSPIETSCH: | 3 | O&M | 2367.5491 |  | O&M | 1547.3848 | 812.5247 | 789.183 | 3149.0926
BOS (% of capital costs) | 30 |  |  | 0 | Lifetime | 22
| 13926.4631 |  | Lifetime | 22
O&M (%) | 5
O&M/year | 2321.0772
Beccalli values: (backup) |  | Electrolyzer |  | Storage |  | Compressor |  | Battery O&M |  |  | Battery capital costs
|  | 7632.83 |  | 471.67 |  | 23823 |  |  | 322.48 |  | CHF | 7150
| kW | 10 | tons | 0.1 | kW | 10 |  |  | 141.76 |  | kWh | 13.5
|  | -0.2762 |  | -0.0896 |  | -0.4142 |  |  | 20.66 |  | CHF/kWh | 529.6296
| euros/kW | 4040.9697 | euros/kg | 579.7467 | euros/kW | 9179.0228 |  |  | 0.044503 |  | reduction in 2050 | 0.5
| total costs | 40409.6966 | total costs | 57974.6659 | total costs | 91790.2284 |  |  |  |  | 2050 price | 264.8148
| O&M (%) | 4 |  | 1 |  | 4 |  |  |  |  | hardware | 740
| O&M /year | 1616.3879 |  | 579.7467 |  | 3671.6091
| inflation in europe: https://de.inflation.eu/inflationsraten/europa/historische-inflation/hvpi-inflation-europa.aspx | [7 empty] | Storage tank
|  |  | factor | storage tank | electrolyzer | fuel cell | [6 empty] | New |  |  |  | Retrofit |  |  |  | New |  |  |  | Retrofit
|  |  | 100 | 22.8 | [5 empty] | factor | 0.736 |  | Progressive |  | Conservative |  | Progressive |  | Conservative |  | Progressive |  | Conservative |  | Progressive |  | Conservative
| 2005 | 2.2 | 0.022 | 23.3016 | [5 empty] | 600 | $/m3 |  | Urban | Rural | Urban | Rural | Urban | Rural | Urban | Rural | Urban | Rural | Urban | Rural | Urban | Rural | Urban | Rural
| 2006 | 2.21 | 0.0221 | 23.8166 | [8 empty] | 7051.0054 | 8366.5938 | 8190.6894 | 9506.2778 | 7190.3065 | 8505.8948 | 8329.9905 | 9645.5788 | 29652.352 | 35025.6582 | 33871.3745 | 39244.6807 | 30025.1837 | 35398.4899 | 34244.2062 | 39617.5124
| 2007 | 2.16 | 0.0216 | 24.331 |  |  |  |  | new SFB | 35398.4899 | kWh |  | 9580.1704 | 11367.6546 | 11128.6541 | 12916.1383 | 9769.4381 | 11556.9223 | 11317.9218 | 13105.406 | 40288.5217 | 47589.2096 | 46020.8892 | 53321.5771 | 40795.0865 | 48095.7743 | 46527.454 | 53828.1419
| 2008 | 3.35 | 0.0335 | 25.1461 | [5 empty] | 1063.0177 | kg
| 2009 | 0.32 | 0.0032 | 25.2266 | [5 empty] | requiered storage volume: | 45.1403
| 2010 | 1.61 | 0.0161 | 25.6327 | [5 empty] | price | 27084.1582
| 2011 | 2.72 | 0.0272 | 26.3299 |  |  |  |  | kwh/kg | 33.3
| 2012 | 2.5 | 0.025 | 26.9882
| 2013 | 1.35 | 0.0135 | 27.3525 | 39430.1924 | [8 empty] | p | 27500000
| 2014 | 0.43 | 0.0043 | 27.4701 | 39599.7423 | [8 empty] | m [kg] | 1063.0177
| 2015 | 0.03 | 0.0003 | 27.4784 | 39611.6222 | [8 empty] | Rs | 4124.2
| 2016 | 0.24 | 0.0024 | 27.5443 | 39706.6901 | [8 empty] | T | 283.15
| 2017 | 1.54 | 0.0154 | 27.9685 | 40318.1731
| 2018 | 1.73 | 0.0173 | 28.4523 | 41015.6775 | [8 empty] | V | 45.1403

## 7Price MRCU
discount rate | 0.04
Electricity production |  |  |  | Abundant electricity | [5 empty] | Scarce electricity
Electricity production MFH [kWh] | 47596.5701 |  |  |  | Expenditures | kWh | LCOE | 0.45526 |  |  | kWh demanded in total |  | 0.3722
LCOE over a time period of _ years | 20 |  |  | Year |  |  | total costs | 294483.8634 |  |  | 646852.9206 |  | 240760.6544
|  |  |  | 2050 | 181096.853 |  |  |  |  | 181096.853
|  |  |  | 1 | 8022.3218 | 45765.9328 |  |  |  | 4221.3144 | 45765.9328
|  |  |  | 2 | 7713.771 | 44005.7046 |  |  |  | 4058.9561 | 44005.7046
|  |  |  | 3 | 7417.0875 | 42313.1775 |  |  |  | 3902.8424 | 42313.1775
|  |  |  | 4 | 7131.8149 | 40685.7476 |  |  |  | 3752.7331 | 40685.7476
|  |  |  | 5 | 6857.5143 | 39120.9112 |  |  |  | 3608.3972 | 39120.9112
|  |  |  | 6 | 6593.7638 | 37616.2607 |  |  |  | 3469.6127 | 37616.2607
|  |  |  | 7 | 6340.1575 | 36169.4815 |  |  |  | 3336.1661 | 36169.4815
|  |  |  | 8 | 6096.3053 | 34778.3476 |  |  |  | 3207.852 | 34778.3476
|  |  |  | 9 | 5861.832 | 33440.7188 |  |  |  | 3084.4731 | 33440.7188
|  |  |  | 10 | 5636.3769 | 32154.5373 |  |  |  | 2965.8395 | 32154.5373
D1 |  |  |  | 11 | 5419.5932 | 30917.8243 |  |  |  | 2851.7687 | 30917.8243
rooftop PV investment [CHF/m2] | 200 |  |  | 12 | 5211.1473 | 29728.6773 |  |  |  | 2742.0853 | 29728.6773
rooftop area SFH [m2] | 81.385 |  |  | 13 | 5010.7185 | 28585.2666 |  |  |  | 2636.6205 | 28585.2666
rooftop area MFH [m2] | 153.8176 |  |  | 14 | 4817.9986 | 27485.8333 |  |  |  | 2535.212 | 27485.8333
costs rooftop PV SFH | 16276.9945 |  |  | 15 | 4632.691 | 26428.6858 |  |  |  | 2437.7039 | 26428.6858
costs rooftop PV MFH | 30763.5196 |  |  | 16 | 4454.5105 | 25412.1979 |  |  |  | 2343.946 | 25412.1979
O&M per kWh [CHF/kWh] | 0.02 |  |  | 17 | 4283.1832 | 24434.8057 |  |  |  | 2253.7943 | 24434.8057
|  |  |  | 18 | 4118.4454 | 23495.0055 |  |  |  | 2167.1099 | 23495.0055
O&M costs [CHF] - MFH [CHF] | 951.9314 |  |  | 19 | 3960.0436 | 22591.3514 |  |  |  | 2083.7595 | 22591.3514
Lifetime of PV (rooftop and facade) [years] | 25 |  |  | 20 | 3807.7343 | 21722.4533 |  |  |  | 2003.6149 | 21722.4533
facade PV investment [CHF/m2] | 200
facade area SFH [m2] | 25.5
facade area MFH [m2] | 67.6667
costs facade PV SFH | 5100
costs facade PV MFH | 13533.3333
D2
heat pump investment [CHF] - SFH | 36000
heat pump O&M [CHF/year] | 200
heat pump investment [CHF] - MFH | 136800
Lifetime of heat pumps [years] | 20
D3
D4
STORAGE
Battery
Required Battery [kWh] - each individual case is different | 187.6395
Costs per kWh [CHF/kWh] | 264.8148
battery pack costs [CHF] | 49689.7157
Installation cost per system [CHF] | 2000
Hardware costs (just once per battery system) [CHF] | 740
Total battery capital costs [CHF] | 52429.7157
O&M costs [CHF/kWh] | 2211.3336
Lifetime [years] | 15
[9 empty] | 0.66667 |  | 0.33333
source | Beccali |  | Zoulias [inflation adjusted] |  |  | Grosspietsch |  | cost reduction | 0.66667 | 1 | 0.33333 |  |  | Investment costs for storage:
| Electrolyzer |  | Storage tank |  |  | Fuel Cell |  |  | Electrolyzer | Storage | Fuel Cell |  |  | 163006.727
equation | 7632.83 |  | Price based on "h2 tank" | 26200.9905 | price/kW | 6506 | [7 empty] | Share of whole costs
equation | -0.2762 |  |  |  | kW | 4.1333 | [7 empty] | 0.55353
kW Brütten | 14.5 |  | BOS | 2500 |  | -0.177
kW SFB | 4.8333 |  |  |  |  | 5060.9131
kW MFB | 9.6667 |  |  |  | total capital costs | 23675.4915 |  | Capital | 30947.6959 | 26200.9905 | 7891.8305
| 4078.9854 |  |  |  |  | 30 |  |  | 30 |  | 30
€ to CHF (https://www.finanzen.ch/waehrungsrechner/euro-schweizer-franken) | 1.1318 |  |  |  | BOS | 7102.6474 |  | BOS | 9284.3088 | 2500 | 2367.5491
TOTAL capital costs without inflation | 39430.1924 |  |  |  |  | 10 |  | % of capital costs | 5 | 3 | 10 | SUM
TOTAL capital costs with inflation and € to CHF | 46421.5438 |  | O&M GROSSPIETSCH: | 3 | O&M | 2367.5491 |  | O&M | 1547.3848 | 786.0297 | 789.183 | 3122.5976
BOS (% of capital costs) | 30 |  |  | 0 | Lifetime | 22
| 13926.4631 |  | Lifetime | 22
O&M (%) | 5
O&M/year | 2321.0772
Beccalli values: (backup) |  | Electrolyzer |  | Storage |  | Compressor |  | Battery O&M |  |  | Battery capital costs
|  | 7632.83 |  | 471.67 |  | 23823 |  |  | 322.48 |  | CHF | 7150
| kW | 10 | tons | 0.1 | kW | 10 |  |  | 141.76 |  | kWh | 13.5
|  | -0.2762 |  | -0.0896 |  | -0.4142 |  |  | 20.66 |  | CHF/kWh | 529.6296
| euros/kW | 4040.9697 | euros/kg | 579.7467 | euros/kW | 9179.0228 |  |  | 0.044503 |  | reduction in 2050 | 0.5
| total costs | 40409.6966 | total costs | 57974.6659 | total costs | 91790.2284 |  |  |  |  | 2050 price | 264.8148
| O&M (%) | 4 |  | 1 |  | 4 |  |  |  |  | hardware | 740
| O&M /year | 1616.3879 |  | 579.7467 |  | 3671.6091
| inflation in europe: https://de.inflation.eu/inflationsraten/europa/historische-inflation/hvpi-inflation-europa.aspx | [7 empty] | Storage tank
|  |  | factor | storage tank | electrolyzer | fuel cell | [6 empty] | New |  |  |  | Retrofit |  |  |  | New |  |  |  | Retrofit
|  |  | 100 | 22.8 | [5 empty] | factor | 0.736 |  | Progressive |  | Conservative |  | Progressive |  | Conservative |  | Progressive |  | Conservative |  | Progressive |  | Conservative
| 2005 | 2.2 | 0.022 | 23.3016 | [5 empty] | 600 | $/m3 |  | Urban | Rural | Urban | Rural | Urban | Rural | Urban | Rural | Urban | Rural | Urban | Rural | Urban | Rural | Urban | Rural
| 2006 | 2.21 | 0.0221 | 23.8166 | [8 empty] | 7051.0054 | 8366.5938 | 8190.6894 | 9506.2778 | 7190.3065 | 8505.8948 | 8329.9905 | 9645.5788 | 29652.352 | 35025.6582 | 33871.3745 | 39244.6807 | 30025.1837 | 35398.4899 | 34244.2062 | 39617.5124
| 2007 | 2.16 | 0.0216 | 24.331 |  |  |  |  | new SFB | 34244.2062 | kWh |  | 9580.1704 | 11367.6546 | 11128.6541 | 12916.1383 | 9769.4381 | 11556.9223 | 11317.9218 | 13105.406 | 40288.5217 | 47589.2096 | 46020.8892 | 53321.5771 | 40795.0865 | 48095.7743 | 46527.454 | 53828.1419
| 2008 | 3.35 | 0.0335 | 25.1461 | [5 empty] | 1028.3545 | kg
| 2009 | 0.32 | 0.0032 | 25.2266 | [5 empty] | requiered storage volume: | 43.6683
| 2010 | 1.61 | 0.0161 | 25.6327 | [5 empty] | price | 26200.9905
| 2011 | 2.72 | 0.0272 | 26.3299 |  |  |  |  | kwh/kg | 33.3
| 2012 | 2.5 | 0.025 | 26.9882
| 2013 | 1.35 | 0.0135 | 27.3525 | 39430.1924 | [8 empty] | p | 27500000
| 2014 | 0.43 | 0.0043 | 27.4701 | 39599.7423 | [8 empty] | m [kg] | 1028.3545
| 2015 | 0.03 | 0.0003 | 27.4784 | 39611.6222 | [8 empty] | Rs | 4124.2
| 2016 | 0.24 | 0.0024 | 27.5443 | 39706.6901 | [8 empty] | T | 283.15
| 2017 | 1.54 | 0.0154 | 27.9685 | 40318.1731
| 2018 | 1.73 | 0.0173 | 28.4523 | 41015.6775 | [8 empty] | V | 43.6683

## 8Price MRCR
discount rate | 0.04
Electricity production |  |  |  | Abundant electricity | [5 empty] | Scarce electricity
Electricity production MFH [kWh] | 47596.5701 |  |  |  | Expenditures | kWh | LCOE | 0.47896 |  |  | kWh demanded in total |  | 0.4072
LCOE over a time period of _ years | 20 |  |  | Year |  |  | total costs | 309819.1104 |  |  | 646852.9206 |  | 263398.3999
|  |  |  | 2050 | 181096.853 |  |  |  |  | 181096.853
|  |  |  | 1 | 9107.3164 | 45765.9328 |  |  |  | 5822.973 | 45765.9328
|  |  |  | 2 | 8757.035 | 44005.7046 |  |  |  | 5599.0125 | 44005.7046
|  |  |  | 3 | 8420.2259 | 42313.1775 |  |  |  | 5383.6658 | 42313.1775
|  |  |  | 4 | 8096.3711 | 40685.7476 |  |  |  | 5176.6018 | 40685.7476
|  |  |  | 5 | 7784.9722 | 39120.9112 |  |  |  | 4977.5017 | 39120.9112
|  |  |  | 6 | 7485.5502 | 37616.2607 |  |  |  | 4786.0593 | 37616.2607
|  |  |  | 7 | 7197.6444 | 36169.4815 |  |  |  | 4601.9801 | 36169.4815
|  |  |  | 8 | 6920.8119 | 34778.3476 |  |  |  | 4424.9809 | 34778.3476
|  |  |  | 9 | 6654.6269 | 33440.7188 |  |  |  | 4254.7893 | 33440.7188
|  |  |  | 10 | 6398.6797 | 32154.5373 |  |  |  | 4091.1436 | 32154.5373
D1 |  |  |  | 11 | 6152.5766 | 30917.8243 |  |  |  | 3933.7919 | 30917.8243
rooftop PV investment [CHF/m2] | 200 |  |  | 12 | 5915.939 | 29728.6773 |  |  |  | 3782.4922 | 29728.6773
rooftop area SFH [m2] | 81.385 |  |  | 13 | 5688.4029 | 28585.2666 |  |  |  | 3637.0117 | 28585.2666
rooftop area MFH [m2] | 153.8176 |  |  | 14 | 5469.6182 | 27485.8333 |  |  |  | 3497.1267 | 27485.8333
costs rooftop PV SFH | 16276.9945 |  |  | 15 | 5259.2483 | 26428.6858 |  |  |  | 3362.6218 | 26428.6858
costs rooftop PV MFH | 30763.5196 |  |  | 16 | 5056.9695 | 25412.1979 |  |  |  | 3233.2902 | 25412.1979
O&M per kWh [CHF/kWh] | 0.02 |  |  | 17 | 4862.4707 | 24434.8057 |  |  |  | 3108.9329 | 24434.8057
|  |  |  | 18 | 4675.4526 | 23495.0055 |  |  |  | 2989.3585 | 23495.0055
O&M costs [CHF] - MFH [CHF] | 951.9314 |  |  | 19 | 4495.6275 | 22591.3514 |  |  |  | 2874.3832 | 22591.3514
Lifetime of PV (rooftop and facade) [years] | 25 |  |  | 20 | 4322.7187 | 21722.4533 |  |  |  | 2763.83 | 21722.4533
facade PV investment [CHF/m2] | 200
facade area SFH [m2] | 25.5
facade area MFH [m2] | 67.6667
costs facade PV SFH | 5100
costs facade PV MFH | 13533.3333
D2
heat pump investment [CHF] - SFH | 36000
heat pump O&M [CHF/year] | 200
heat pump investment [CHF] - MFH | 136800
Lifetime of heat pumps [years] | 20
D3
D4
STORAGE
Battery
Required Battery [kWh] - each individual case is different | 217.0823
Costs per kWh [CHF/kWh] | 264.8148
battery pack costs [CHF] | 57486.5984
Installation cost per system [CHF] | 2000
Hardware costs (just once per battery system) [CHF] | 740
Total battery capital costs [CHF] | 60226.5984
O&M costs [CHF/kWh] | 2558.3171
Lifetime [years] | 15
[9 empty] | 0.66667 |  | 0.33333
source | Beccali |  | Zoulias [inflation adjusted] |  |  | Grosspietsch |  | cost reduction | 0.66667 | 1 | 0.33333 |  |  | Investment costs for storage:
| Electrolyzer |  | Storage tank |  |  | Fuel Cell |  |  | Electrolyzer | Storage | Fuel Cell |  |  | 179609.904
equation | 7632.83 |  | Price based on "h2 tank" | 30312.2246 | price/kW | 6506 | [7 empty] | Share of whole costs
equation | -0.2762 |  |  |  | kW | 4.1333 | [7 empty] | 0.57973
kW Brütten | 14.5 |  | BOS | 2500 |  | -0.177
kW SFB | 4.8333 |  |  |  |  | 5060.9131
kW MFB | 9.6667 |  |  |  | total capital costs | 23675.4915 |  | Capital | 30947.6959 | 30312.2246 | 7891.8305
| 4078.9854 |  |  |  |  | 30 |  |  | 30 |  | 30
€ to CHF (https://www.finanzen.ch/waehrungsrechner/euro-schweizer-franken) | 1.1318 |  |  |  | BOS | 7102.6474 |  | BOS | 9284.3088 | 2500 | 2367.5491
TOTAL capital costs without inflation | 39430.1924 |  |  |  |  | 10 |  | % of capital costs | 5 | 3 | 10 | SUM
TOTAL capital costs with inflation and € to CHF | 46421.5438 |  | O&M GROSSPIETSCH: | 3 | O&M | 2367.5491 |  | O&M | 1547.3848 | 909.3667 | 789.183 | 3245.9346
BOS (% of capital costs) | 30 |  |  | 0 | Lifetime | 22
| 13926.4631 |  | Lifetime | 22
O&M (%) | 5
O&M/year | 2321.0772
Beccalli values: (backup) |  | Electrolyzer |  | Storage |  | Compressor |  | Battery O&M |  |  | Battery capital costs
|  | 7632.83 |  | 471.67 |  | 23823 |  |  | 322.48 |  | CHF | 7150
| kW | 10 | tons | 0.1 | kW | 10 |  |  | 141.76 |  | kWh | 13.5
|  | -0.2762 |  | -0.0896 |  | -0.4142 |  |  | 20.66 |  | CHF/kWh | 529.6296
| euros/kW | 4040.9697 | euros/kg | 579.7467 | euros/kW | 9179.0228 |  |  | 0.044503 |  | reduction in 2050 | 0.5
| total costs | 40409.6966 | total costs | 57974.6659 | total costs | 91790.2284 |  |  |  |  | 2050 price | 264.8148
| O&M (%) | 4 |  | 1 |  | 4 |  |  |  |  | hardware | 740
| O&M /year | 1616.3879 |  | 579.7467 |  | 3671.6091
| inflation in europe: https://de.inflation.eu/inflationsraten/europa/historische-inflation/hvpi-inflation-europa.aspx | [7 empty] | Storage tank
|  |  | factor | storage tank | electrolyzer | fuel cell | [6 empty] | New |  |  |  | Retrofit |  |  |  | New |  |  |  | Retrofit
|  |  | 100 | 22.8 | [5 empty] | factor | 0.736 |  | Progressive |  | Conservative |  | Progressive |  | Conservative |  | Progressive |  | Conservative |  | Progressive |  | Conservative
| 2005 | 2.2 | 0.022 | 23.3016 | [5 empty] | 600 | $/m3 |  | Urban | Rural | Urban | Rural | Urban | Rural | Urban | Rural | Urban | Rural | Urban | Rural | Urban | Rural | Urban | Rural
| 2006 | 2.21 | 0.0221 | 23.8166 | [8 empty] | 7051.0054 | 8366.5938 | 8190.6894 | 9506.2778 | 7190.3065 | 8505.8948 | 8329.9905 | 9645.5788 | 29652.352 | 35025.6582 | 33871.3745 | 39244.6807 | 30025.1837 | 35398.4899 | 34244.2062 | 39617.5124
| 2007 | 2.16 | 0.0216 | 24.331 |  |  |  |  | new SFB | 39617.5124 | kWh |  | 9580.1704 | 11367.6546 | 11128.6541 | 12916.1383 | 9769.4381 | 11556.9223 | 11317.9218 | 13105.406 | 40288.5217 | 47589.2096 | 46020.8892 | 53321.5771 | 40795.0865 | 48095.7743 | 46527.454 | 53828.1419
| 2008 | 3.35 | 0.0335 | 25.1461 | [5 empty] | 1189.7151 | kg
| 2009 | 0.32 | 0.0032 | 25.2266 | [5 empty] | requiered storage volume: | 50.5204
| 2010 | 1.61 | 0.0161 | 25.6327 | [5 empty] | price | 30312.2246
| 2011 | 2.72 | 0.0272 | 26.3299 |  |  |  |  | kwh/kg | 33.3
| 2012 | 2.5 | 0.025 | 26.9882
| 2013 | 1.35 | 0.0135 | 27.3525 | 39430.1924 | [8 empty] | p | 27500000
| 2014 | 0.43 | 0.0043 | 27.4701 | 39599.7423 | [8 empty] | m [kg] | 1189.7151
| 2015 | 0.03 | 0.0003 | 27.4784 | 39611.6222 | [8 empty] | Rs | 4124.2
| 2016 | 0.24 | 0.0024 | 27.5443 | 39706.6901 | [8 empty] | T | 283.15
| 2017 | 1.54 | 0.0154 | 27.9685 | 40318.1731
| 2018 | 1.73 | 0.0173 | 28.4523 | 41015.6775 | [8 empty] | V | 50.5204